## 38篇
Line | Paper ID | Reference_EN | Reference_CN | DOI | City/Province | Sampling period | Building type |  |  | Number |  |  |  | Sampling standard | Ventilation | CO: ug/m3 | [5 empty] | CO2: ppm | [5 empty] | NH3: ug/m3 | [5 empty] | Ozone: ug/m3 | [5 empty] | PM2.5: ug/m3 | [6 empty] | PM10: ug/m3 | [6 empty] | Formaldehyde: ug/m3 | [5 empty] | Benzene: ug/m3 | [5 empty] | Toluene: ug/m3 | [5 empty] | Ethylbenzene | [5 empty] | Xylene: ug/m3 | [5 empty] | TVOC: ug/m3 | [5 empty] | Bacteria: CFU/m3 | [5 empty] | Fungi: CFU/m3 | [5 empty] | Radon: Bq/m3 | [5 empty] | ACH: m3/h/person | [5 empty] | Sulfur dioxide: ug/m3 | [5 empty] | Nitrogen dioxide: ug/m3 | [5 empty] | Extra Info
0 | [6 empty] | Primary type | Second type | Third type | Buildings | Rooms | Samples | Note |  |  | Mean | Std | Min | Max | Note | Testing standard | Mean | Std | Min | Max | Note | Testing standard | Mean | Std | Min | Max | Note | Testing standard | Mean | Std | Min | Max | Note | Testing standard | Mean | Std | Min | Max | Outdoor | Note | Testing standard | Mean | Std | Min | Max | Outdoor | Note | Testing standard | Mean | Std | Min | Max | Note | Testing standard | Mean | Std | Min | Max | Note | Testing standard | Mean | Std | Min | Max | Note | Testing standard | Mean | Std | Min | Max | Note | Testing standard | Mean | Std | Min | Max | Note | Testing standard | Mean | Std | Min | Max | Note | Testing standard | Mean | Std | Min | Max | Note | Testing standard | Mean | Std | Min | Max | Note | Testing standard | Mean | Std | Min | Max | Note | Testing standard | Mean | Std | Min | Max | Note | Testing standard | Mean | Std | Min | Max | Note | Testing standard | Mean | Std | Min | Max | Note | Testing standard
31 | 7 | Xia et al: 2016 | 夏秋良,张臣飞,尹乐斌,赵良忠. 大学校园不同场所室内微生物污染调查及分析[J]. 农产品加工,2016,(04):67-69 | 10.16693/j.cnki.1671-9646(X).2016.02.049 | Shaoyang | 2015-2015 (assumed) | Laboratory | University |  |  | 1 | 5 |  | GB/T 18883-2002 | Normal | [74 empty] | 2411 | [5 empty] | 216
32 | 7 | Xia et al: 2016 | 夏秋良,张臣飞,尹乐斌,赵良忠. 大学校园不同场所室内微生物污染调查及分析[J]. 农产品加工,2016,(04):67-69 | 10.16693/j.cnki.1671-9646(X).2016.02.049 | Shaoyang | 2015-2015 (assumed) | Office | University |  |  | 1 | 5 |  | GB/T 18883-2002 | Normal | [74 empty] | 9078 | [5 empty] | 684
33 | 7 | Xia et al: 2016 | 夏秋良,张臣飞,尹乐斌,赵良忠. 大学校园不同场所室内微生物污染调查及分析[J]. 农产品加工,2016,(04):67-69 | 10.16693/j.cnki.1671-9646(X).2016.02.049 | Shaoyang | 2015-2015 (assumed) | Residential | Dormitory | University |  | 2 | 10 |  | GB/T 18883-2002 | Normal | [74 empty] | 9787 |  |  |  | Recalculated (mean) |  | 1025 |  |  |  | Recalculated (mean)
34 | 7 | Xia et al: 2016 | 夏秋良,张臣飞,尹乐斌,赵良忠. 大学校园不同场所室内微生物污染调查及分析[J]. 农产品加工,2016,(04):67-69 | 10.16693/j.cnki.1671-9646(X).2016.02.049 | Shaoyang | 2015-2015 (assumed) | Classroom | University |  |  | 1 | 5 |  | GB/T 18883-2002 | Normal | [74 empty] | 12482 | [5 empty] | 1764
35 | 7 | Xia et al: 2016 | 夏秋良,张臣飞,尹乐斌,赵良忠. 大学校园不同场所室内微生物污染调查及分析[J]. 农产品加工,2016,(04):67-69 | 10.16693/j.cnki.1671-9646(X).2016.02.049 | Shaoyang | 2015-2015 (assumed) | Library | University |  |  | 1 | 5 |  | GB/T 18883-2002 | Normal | [74 empty] | 14752 | [5 empty] | 4699
36 | 7 | Xia et al: 2016 | 夏秋良,张臣飞,尹乐斌,赵良忠. 大学校园不同场所室内微生物污染调查及分析[J]. 农产品加工,2016,(04):67-69 | 10.16693/j.cnki.1671-9646(X).2016.02.049 | Shaoyang | 2015-2015 (assumed) | Canteen | University |  |  | 1 | 5 |  | GB/T 18883-2002 | Normal | [74 empty] | 19574 | [5 empty] | 5747
49 | 12 | Gan et al: 2013 | 干雅平,申秀英,姚超英,徐明仙. 杭州某高校室内空气质量状况调查分析[J]. 环境污染与防治,2013,35(02):78-81+84 | 10.15985/j.cnki.1001-3865.2013.02.018 | Hangzhou | 2011.03-2011.03 | Classroom | University |  |  | 75 | 45 |  |  | Normal | [12 empty] | 120 | 40 | 50 | 180 |  | GB/T 18204.25-2000 | [20 empty] | 150 | 120 | 20 | 400 |  | GB/T 182-4.25 | 87130 | 31290 |  |  |  | GB/T 11737-1989 | 157430 | 5350 |  |  |  | GB/T 11737-1989 | [6 empty] | 124350 | 47850 |  |  |  | GB/T 11737-1989 | [18 empty] | 35.5 | 8.6 | 24.8 | 55.4
50 | 12 | Gan et al: 2013 | 干雅平,申秀英,姚超英,徐明仙. 杭州某高校室内空气质量状况调查分析[J]. 环境污染与防治,2013,35(02):78-81+84 | 10.15985/j.cnki.1001-3865.2013.02.018 | Hangzhou | 2011.03-2011.03 | Classroom | University |  |  | 0 | 58 |  |  | Normal | [12 empty] | 140 | 30 | 70 | 190 |  | GB/T 18204.25-2000 | [20 empty] | 90 | 40 | 20 | 190 |  |  | 75760 | 34950 |  |  |  | GB/T 11737-1989 | 97160 | 54450 |  |  |  | GB/T 11737-1989 | [6 empty] | 94670 | 50190 |  |  |  | GB/T 11737-1989 | [18 empty] | 40.6 | 12.7 | 19.1 | 80
51 | 12 | Gan et al: 2013 | 干雅平,申秀英,姚超英,徐明仙. 杭州某高校室内空气质量状况调查分析[J]. 环境污染与防治,2013,35(02):78-81+84 | 10.15985/j.cnki.1001-3865.2013.02.018 | Hangzhou | 2011.03-2011.03 | Classroom | University |  |  | 0 | 40 |  |  | Normal | [12 empty] | 110 | 30 | 50 | 180 |  | GB/T 18204.25-2000 | [20 empty] | 40 | 80 | 0 | 310 |  |  | 5740 | 3500 |  |  |  | GB/T 11737-1989 | 11120 | 2920 |  |  |  | GB/T 11737-1989 | [6 empty] | 10080 | 3760 |  |  |  | GB/T 11737-1989 | [18 empty] | 32.5 | 5.1 | 13.6 | 40.2
52 | 12 | Gan et al: 2013 | 干雅平,申秀英,姚超英,徐明仙. 杭州某高校室内空气质量状况调查分析[J]. 环境污染与防治,2013,35(02):78-81+84 | 10.15985/j.cnki.1001-3865.2013.02.018 | Hangzhou | 2011.03-2011.03 | Classroom | University |  |  | 0 | 42 |  |  | Normal | [12 empty] | 120 | 30 | 50 | 160 |  | GB/T 18204.25-2000 | [20 empty] | 10 | 10 | 10 | 40 |  |  | 5210 | 930 |  |  |  | GB/T 11737-1989 | 8400 | 1950 |  |  |  | GB/T 11737-1989 | [6 empty] | 8160 | 1860 |  |  |  | GB/T 11737-1989 | [18 empty] | 26.9 | 5.1 | 9.4 | 38.9
53 | 12 | Gan et al: 2013 | 干雅平,申秀英,姚超英,徐明仙. 杭州某高校室内空气质量状况调查分析[J]. 环境污染与防治,2013,35(02):78-81+84 | 10.15985/j.cnki.1001-3865.2013.02.018 | Hangzhou | 2011.03-2011.03 | Classroom | University |  |  | 0 | 40 |  |  | Normal | [12 empty] | 100 | 30 | 50 | 140 |  | GB/T 18204.25-2000 | [20 empty] | 10 | 0 | 0 | 20 |  |  | 4450 | 1340 |  |  |  | GB/T 11737-1989 | 8330 | 1340 |  |  |  | GB/T 11737-1989 | [6 empty] | 8050 | 1120 |  |  |  | GB/T 11737-1989 | [18 empty] | 13 | 4 | 4.1 | 23.6
54 | 12 | Gan et al: 2013 | 干雅平,申秀英,姚超英,徐明仙. 杭州某高校室内空气质量状况调查分析[J]. 环境污染与防治,2013,35(02):78-81+84 | 10.15985/j.cnki.1001-3865.2013.02.018 | Hangzhou | 2011.06-2011.06 | Classroom | University |  |  | 0 | 45 |  |  | Normal | [12 empty] | 110 | 60 | 60 | 180 |  | GB/T 18204.25-2000 | [20 empty] | 190 | 30 | 30 | 660 |  |  | 96620 | 4120 |  |  |  | GB/T 11737-1989 | 189430 | 54680 |  |  |  | GB/T 11737-1989 | [6 empty] | 156660 | 44170 |  |  |  | GB/T 11737-1989 | [18 empty] | 36.3 | 7.9 | 23.7 | 54.6
55 | 12 | Gan et al: 2013 | 干雅平,申秀英,姚超英,徐明仙. 杭州某高校室内空气质量状况调查分析[J]. 环境污染与防治,2013,35(02):78-81+84 | 10.15985/j.cnki.1001-3865.2013.02.018 | Hangzhou | 2011.06-2011.06 | Classroom | University |  |  | 0 | 58 |  |  | Normal | [12 empty] | 160 | 40 | 90 | 190 |  | GB/T 18204.25-2000 | [20 empty] | 110 | 90 | 40 | 340 |  |  | 82090 | 35570 |  |  |  | GB/T 11737-1989 | 125910 | 52920 |  |  |  | GB/T 11737-1989 | [6 empty] | 114220 | 57280 |  |  |  | GB/T 11737-1989 | [18 empty] | 39 | 10.5 | 18.2 | 76.6
56 | 12 | Gan et al: 2013 | 干雅平,申秀英,姚超英,徐明仙. 杭州某高校室内空气质量状况调查分析[J]. 环境污染与防治,2013,35(02):78-81+84 | 10.15985/j.cnki.1001-3865.2013.02.018 | Hangzhou | 2011.06-2011.06 | Classroom | University |  |  | 0 | 40 |  |  | Normal | [12 empty] | 110 | 40 | 60 | 180 |  | GB/T 18204.25-2000 | [20 empty] | 80 | 130 | 0 | 360 |  |  | 5950 | 3720 |  |  |  | GB/T 11737-1989 | 14730 | 4060 |  |  |  | GB/T 11737-1989 | [6 empty] | 14650 | 3690 |  |  |  | GB/T 11737-1989 | [18 empty] | 34.1 | 5.7 | 15 | 43.3
57 | 12 | Gan et al: 2013 | 干雅平,申秀英,姚超英,徐明仙. 杭州某高校室内空气质量状况调查分析[J]. 环境污染与防治,2013,35(02):78-81+84 | 10.15985/j.cnki.1001-3865.2013.02.018 | Hangzhou | 2011.06-2011.06 | Classroom | University |  |  | 0 | 42 |  |  | Normal | [12 empty] | 130 | 30 | 50 | 150 |  | GB/T 18204.25-2000 | [20 empty] | 10 | 0 | 10 | 40 |  |  | 5280 | 1030 |  |  |  | GB/T 11737-1989 | 10070 | 1970 |  |  |  | GB/T 11737-1989 | [6 empty] | 10020 | 1820 |  |  |  | GB/T 11737-1989 | [18 empty] | 27.1 | 5.4 | 11.4 | 38.6
58 | 12 | Gan et al: 2013 | 干雅平,申秀英,姚超英,徐明仙. 杭州某高校室内空气质量状况调查分析[J]. 环境污染与防治,2013,35(02):78-81+84 | 10.15985/j.cnki.1001-3865.2013.02.018 | Hangzhou | 2011.06-2011.06 | Classroom | University |  |  | 0 | 40 |  |  | Normal | [12 empty] | 100 | 30 | 60 | 140 |  | GB/T 18204.25-2000 | [20 empty] | 0 | 0 | 0 | 20 |  |  | 4530 | 1500 |  |  |  | GB/T 11737-1989 | 10000 | 1230 |  |  |  | GB/T 11737-1989 | [6 empty] | 9940 | 1070 |  |  |  | GB/T 11737-1989 | [18 empty] | 14.2 | 5 | 5.9 | 24.1
62 | 14 | Yang: 2015 | 杨卓森. 天津某区新建幼儿园室内空气卫生状况调查[J]. 职业与健康,2015,31(01):112-113 | 10.13329/j.cnki.zyyjk.2015.0084 | Tianjin | 2011-2013 | Classroom | Kinergarden |  | 8 | 27 | 93 |  | GB/T 17200-1998 | Not mentioned | [38 empty] | 60 | 130 | 10 | 170 |  |  | 30 | 20 | 10 | 60 |  |  | 190 | 90 | 60 | 340 | [8 empty] | 180 | 100 | 40 | 380 |  |  | 460 | 130 | 60 | 830
101 | 28 | De et al: 2015 | 德小明,郭大为,虎明明,张亚娟,李玲,李宏辉,李丽萍. 银川市某区15所幼儿园室内空气质量调查[J]. 环境与职业医学,2015,32(09):860-862 | 10.13213/j.cnki.jeom.2015.14685 | Yinchuan | 2014.04-2014.06 | Classroom | Kinergarden |  | 15 | 45 |  |  |  | Normal | 43 |  | 0 | 1000 |  |  | 0.061 | 0.028 |  | 0.122 | % | [27 empty] | 0 |  | 0 | 107 | [26 empty] | 5 |  | 0 | 125 |  |  | 4.48 | 1.9 | 0.6 | 7.4 | CFU/vessel
107 | 32 | Xu et al: 2010 | 徐小冬,王智勇,袁玉,于春娇,黄丹,富蓉. 2009年大连市城区高中学校教室二氧化碳浓度调查[J]. 预防医学论坛,2010,16(06):539-541 | 10.16406/j.pmt.issn.1672-9153.2010.06.016 | Dalian | 2009.05-2009.05 | Classroom | High school |  | 1 | 11 | [12 empty] | 0.165 | 0.251 | %
108 | 32 | Xu et al: 2010 | 徐小冬,王智勇,袁玉,于春娇,黄丹,富蓉. 2009年大连市城区高中学校教室二氧化碳浓度调查[J]. 预防医学论坛,2010,16(06):539-541 | 10.16406/j.pmt.issn.1672-9153.2010.06.016 | Dalian | 2009.05-2009.05 | Classroom | High school |  | 0 | 4 | [12 empty] | 0.129 | 0.143 | %
110 | 34 | Lv et al: 2011 | 吕锐,于梦汝,张文卿,王斌. 2010年某大学公共场所室内空气细菌总数检测分析[J]. 预防医学论坛,2011,17(12):1082-1083+1087 | 10.16406/j.pmt.issn.1672-9153.2011.12.041 | Qingdao | 2010.10-2010.10 | Residential | Dormitory | University |  |  | 44 | [77 empty] | 2563 | 1553
111 | 34 | Lv et al: 2011 | 吕锐,于梦汝,张文卿,王斌. 2010年某大学公共场所室内空气细菌总数检测分析[J]. 预防医学论坛,2011,17(12):1082-1083+1087 | 10.16406/j.pmt.issn.1672-9153.2011.12.041 | Qingdao | 2010.10-2010.10 | Canteen | University |  |  |  | 25 | [77 empty] | 1900 | 9405
112 | 34 | Lv et al: 2011 | 吕锐,于梦汝,张文卿,王斌. 2010年某大学公共场所室内空气细菌总数检测分析[J]. 预防医学论坛,2011,17(12):1082-1083+1087 | 10.16406/j.pmt.issn.1672-9153.2011.12.041 | Qingdao | 2010.10-2010.10 | Classroom | University |  |  |  | 50 | [77 empty] | 415 | 349
113 | 34 | Lv et al: 2011 | 吕锐,于梦汝,张文卿,王斌. 2010年某大学公共场所室内空气细菌总数检测分析[J]. 预防医学论坛,2011,17(12):1082-1083+1087 | 10.16406/j.pmt.issn.1672-9153.2011.12.041 | Qingdao | 2010.10-2010.10 | Laboratory | University |  |  |  | 20 | [77 empty] | 118 | 160
123 | 39 | Wang et al: 2009 | 王跃,杨涛,任宴梅,周雁,李艳花,张秀梅,薛小莉. 成都市某高校室内空气细菌污染的监测与分析[J]. 成都医学院学报,2009,4(04):295-297 | 10.3969/j.issn.1674-2257.2009.04.020 | Chengdu | Not mentioned | Residential | Dormitory | University |  |  | 10 | [77 empty] | 1187 | 723.6 | 550.4 | 3065.2
124 | 39 | Wang et al: 2009 | 王跃,杨涛,任宴梅,周雁,李艳花,张秀梅,薛小莉. 成都市某高校室内空气细菌污染的监测与分析[J]. 成都医学院学报,2009,4(04):295-297 | 10.3969/j.issn.1674-2257.2009.04.020 | Chengdu | Not mentioned | Canteen | University |  |  |  | 3 | [77 empty] | 675.9 | 98.2 | 565.9 | 754.5
125 | 39 | Wang et al: 2009 | 王跃,杨涛,任宴梅,周雁,李艳花,张秀梅,薛小莉. 成都市某高校室内空气细菌污染的监测与分析[J]. 成都医学院学报,2009,4(04):295-297 | 10.3969/j.issn.1674-2257.2009.04.020 | Chengdu | Not mentioned | Classroom | University |  |  |  | 6 | [77 empty] | 573.8 | 201.4 | 275.1 | 880.3
126 | 39 | Wang et al: 2009 | 王跃,杨涛,任宴梅,周雁,李艳花,张秀梅,薛小莉. 成都市某高校室内空气细菌污染的监测与分析[J]. 成都医学院学报,2009,4(04):295-297 | 10.3969/j.issn.1674-2257.2009.04.020 | Chengdu | Not mentioned | Laboratory | University |  |  |  | 4 | [77 empty] | 817.8 | 81.2 | 723.4 | 912.2
127 | 39 | Wang et al: 2009 | 王跃,杨涛,任宴梅,周雁,李艳花,张秀梅,薛小莉. 成都市某高校室内空气细菌污染的监测与分析[J]. 成都医学院学报,2009,4(04):295-297 | 10.3969/j.issn.1674-2257.2009.04.020 | Chengdu | Not mentioned | Library | Electronic reading room |  |  |  | 2 | [77 empty] | 1218.8 | 278 | 1022.3 | 1415.4
132 | 42 | Feng et al: 2012 | 冯利,黄慧,Chul-ho Shin,吴桂萍,崔龙哲. 大学校园室内BTEX浓度水平变化规律及健康风险[J]. 环境科学与技术,2012,35(11):191-194 |  | Wuhan | 2011.06-2011.08 | Classroom | University |  |  |  | 15 | [47 empty] | 18.4 |  | 5.4 | 28.4 |  |  | 21.6 |  | 18.3 | 42.5 |  |  | 17.7 |  | 7.5 | 39.6 |  |  | 13 |  | 5.3 | 28.4 | m: p; not o
133 | 42 | Feng et al: 2012 | 冯利,黄慧,Chul-ho Shin,吴桂萍,崔龙哲. 大学校园室内BTEX浓度水平变化规律及健康风险[J]. 环境科学与技术,2012,35(11):191-194 |  | Wuhan | 2011.06-2011.08 | Canteen | University |  |  |  | 6 | [47 empty] | 32.7 |  | 18.7 | 38.4 |  |  | 60.7 |  | 32.1 | 86.6 |  |  | 40.9 |  | 19.7 | 70.6 |  |  | 26 |  | 11.9 | 42.4 | m: p; not o
134 | 42 | Feng et al: 2012 | 冯利,黄慧,Chul-ho Shin,吴桂萍,崔龙哲. 大学校园室内BTEX浓度水平变化规律及健康风险[J]. 环境科学与技术,2012,35(11):191-194 |  | Wuhan | 2011.06-2011.08 | Sport | Indoor stadium | University |  |  | 5 | [47 empty] | 28.4 |  | 16.8 | 43.6 |  |  | 44.7 |  | 23.4 | 72.2 |  |  | 33.5 |  | 14.7 | 51.2 |  |  | 28.7 |  | 16.9 | 54.3 | m: p; not o
135 | 42 | Feng et al: 2012 | 冯利,黄慧,Chul-ho Shin,吴桂萍,崔龙哲. 大学校园室内BTEX浓度水平变化规律及健康风险[J]. 环境科学与技术,2012,35(11):191-194 |  | Wuhan | 2011.06-2011.08 | Residential | Dormitory | University |  |  | 15 | [47 empty] | 18.3 |  | 8.6 | 37.1 |  |  | 31.1 |  | 21.8 | 53.4 |  |  | 26.9 |  | 10.2 | 39.8 |  |  | 10.4 |  | 4.3 | 29.7 | m: p; not o
161 | 45 | Kong and Zhang: 2010 | 孔祥华,张海东. 高校室内空气中甲醛污染状况检测分析[J]. 科技信息,2010,(27):459+479 | 10.3969/j.issn.1001-9960.2010.27.356 | Baoji | Not mentioned | Laboratory | University |  | 1 | 1 |  |  |  | Normal | [40 empty] | 0.4 | 3.8
162 | 45 | Kong and Zhang: 2010 | 孔祥华,张海东. 高校室内空气中甲醛污染状况检测分析[J]. 科技信息,2010,(27):459+479 | 10.3969/j.issn.1001-9960.2010.27.356 | Baoji | Not mentioned | Laboratory | University |  | 0 | 0 |  |  |  | Closed | [40 empty] | 10.4 | 56
163 | 45 | Kong and Zhang: 2010 | 孔祥华,张海东. 高校室内空气中甲醛污染状况检测分析[J]. 科技信息,2010,(27):459+479 | 10.3969/j.issn.1001-9960.2010.27.356 | Baoji | Not mentioned | Office |  |  | 0 | 1 |  |  |  | Normal | [38 empty] | 5.2
164 | 45 | Kong and Zhang: 2010 | 孔祥华,张海东. 高校室内空气中甲醛污染状况检测分析[J]. 科技信息,2010,(27):459+479 | 10.3969/j.issn.1001-9960.2010.27.356 | Baoji | Not mentioned | Office |  |  | 0 | 0 |  |  |  | Closed | [38 empty] | 139
165 | 45 | Kong and Zhang: 2010 | 孔祥华,张海东. 高校室内空气中甲醛污染状况检测分析[J]. 科技信息,2010,(27):459+479 | 10.3969/j.issn.1001-9960.2010.27.356 | Baoji | Not mentioned | Laboratory | University |  | 1 | 1 |  |  |  | Closed | [38 empty] | 8
166 | 45 | Kong and Zhang: 2010 | 孔祥华,张海东. 高校室内空气中甲醛污染状况检测分析[J]. 科技信息,2010,(27):459+479 | 10.3969/j.issn.1001-9960.2010.27.356 | Baoji | Not mentioned | Classroom | University |  | 1 | 1 |  |  |  | Closed | [38 empty] | 79
167 | 45 | Kong and Zhang: 2010 | 孔祥华,张海东. 高校室内空气中甲醛污染状况检测分析[J]. 科技信息,2010,(27):459+479 | 10.3969/j.issn.1001-9960.2010.27.356 | Baoji | Not mentioned | Residential | Dormitory | University | 1 | 1 |  |  |  | Closed | [38 empty] | 13
168 | 46 | Jin: 2011 | 金建军. 高校图书馆室内空气质量现状分析及优化策略——以河南理工大学图书馆为例[J]. 大学图书馆学报,2011,29(04):45-50+85 |  | Jiaozuo | 2010.04-2010.04 | Library | University |  | 1 | 15 | [44 empty] | 0 | 40
169 | 47 | Ju et al: 2011 | 居宁生,陈强,杨际虹,黄春宁,杨伯苗,邓昱,王银喜. 高校新建宿舍室内空气质量的现状与调查[J]. 现代物业(上旬刊),2011,10(03):75-77 | 10.16141/j.cnki.xdwyxjs.2011.03.004 | Nanjing | Not mentioned | Residential | Dormitory | University | [18 empty] | 380 |  |  |  | Max data selected | [21 empty] | 270 |  |  |  | Max data selected |  | 260 |  |  |  | Max data selected | [19 empty] | 1420 |  |  |  | Max data selected
191 | 49 | Liang et al: 2012 | 梁伯衡,梁会营,刘维斯,秦鹏哲,冯晶,利耀辉,蒋琴琴,陈思宇. 广州市工作和公共场所室内空气PM2.5浓度调查[J]. 热带医学杂志,2012,12(10):1252-1254+1267 |  | Guangzhou | Not mentioned | Library |  |  |  |  | 8 | [27 empty] | 44.8 | 19.3 | 10.2 | 72
196 | 49 | Liang et al: 2012 | 梁伯衡,梁会营,刘维斯,秦鹏哲,冯晶,利耀辉,蒋琴琴,陈思宇. 广州市工作和公共场所室内空气PM2.5浓度调查[J]. 热带医学杂志,2012,12(10):1252-1254+1267 |  | Guangzhou | Not mentioned | Classroom | Not specified |  |  |  | 12 | [27 empty] | 64.7 | 24.9 | 35 | 117.3
206 | 52 | Liu et al: 2009 | 刘建龙,谭超毅,邓日强. 湖南某大学学生宿舍空气品质调查与分析[J]. 职业与健康,2009,25(09):966-968 | 10.13329/j.cnki.zyyjk.2009.09.068 | Zhuzhou | 2007.12-2007.12 | Residential | Dormitory | University | 3 | 3 |  |  |  | Normal | [8 empty] | 0.54 | 0.94 | % |  |  |  | 0 | 310 | [17 empty] | 400 | 920 | [5 empty] | 10 | 40
256 | 58 | Kang and Lv: 2012 | 康琦,吕锐. 某大学校园室内空气细菌含量检测及空气质量评价[J]. 青岛大学医学院学报,2012,48(05):449-450 | 10.3969/j.issn.1672-4488.2012.05.028 | Qingdao | 2011.03-2011.03 | Residential | Dormitory | University |  |  | 44 | [77 empty] | 2450 | 3990
257 | 58 | Kang and Lv: 2012 | 康琦,吕锐. 某大学校园室内空气细菌含量检测及空气质量评价[J]. 青岛大学医学院学报,2012,48(05):449-450 | 10.3969/j.issn.1672-4488.2012.05.028 | Qingdao | 2011.03-2011.03 | Residential | Dormitory | University |  |  | 0 | [77 empty] | 2310 | 3260
258 | 58 | Kang and Lv: 2012 | 康琦,吕锐. 某大学校园室内空气细菌含量检测及空气质量评价[J]. 青岛大学医学院学报,2012,48(05):449-450 | 10.3969/j.issn.1672-4488.2012.05.028 | Qingdao | 2011.03-2011.03 | Canteen | University |  |  |  | 25 | [77 empty] | 1910 | 940
259 | 58 | Kang and Lv: 2012 | 康琦,吕锐. 某大学校园室内空气细菌含量检测及空气质量评价[J]. 青岛大学医学院学报,2012,48(05):449-450 | 10.3969/j.issn.1672-4488.2012.05.028 | Qingdao | 2011.03-2011.03 | Classroom | University |  |  |  | 12 | [77 empty] | 420 | 350
260 | 58 | Kang and Lv: 2012 | 康琦,吕锐. 某大学校园室内空气细菌含量检测及空气质量评价[J]. 青岛大学医学院学报,2012,48(05):449-450 | 10.3969/j.issn.1672-4488.2012.05.028 | Qingdao | 2011.03-2011.03 | Library | University |  |  |  | 50 | [77 empty] | 180 | 190
267 | 61 | Gao et al: 2012 | 高衍新,隋少峰,孔凡玲,黄东海. 青岛市某学校室内空气质量卫生学评价[J]. 中国卫生工程学,2012,11(04):274-276+284 |  | Qingdao | Not mentioned | Classroom | High school |  |  | 1 |  |  |  |  | 370 | 70 |  |  |  |  | 0.15 | 0 |  |  | % | [20 empty] | 200 | 0 | [5 empty] | 350 | 40 | [34 empty] | 393 | 111
268 | 61 | Gao et al: 2012 | 高衍新,隋少峰,孔凡玲,黄东海. 青岛市某学校室内空气质量卫生学评价[J]. 中国卫生工程学,2012,11(04):274-276+284 |  | Qingdao | Not mentioned | Laboratory | Chemical |  |  | 1 |  |  |  |  | 260 | 50 |  |  |  |  | 0.05 | 0 |  |  | % | [20 empty] | 20 | 0 | [5 empty] | 140 | 20 | [34 empty] | 1992 | 3043
269 | 61 | Gao et al: 2012 | 高衍新,隋少峰,孔凡玲,黄东海. 青岛市某学校室内空气质量卫生学评价[J]. 中国卫生工程学,2012,11(04):274-276+284 |  | Qingdao | Not mentioned | Library | Reading room |  |  | 1 |  |  |  |  | 170 | 70 |  |  |  |  | 0.06 | 0 |  |  | % | [20 empty] | 140 | 0 | [5 empty] | 160 | 20 | [34 empty] | 157 | 13
270 | 61 | Gao et al: 2012 | 高衍新,隋少峰,孔凡玲,黄东海. 青岛市某学校室内空气质量卫生学评价[J]. 中国卫生工程学,2012,11(04):274-276+284 |  | Qingdao | Not mentioned | Canteen | High school |  |  | 1 |  |  |  |  | 130 | 60 |  |  |  |  | 0.09 | 0.02 |  |  | % | [20 empty] | 210 | 10 | [5 empty] | 160 | 10 | [34 empty] | 283 | 322
271 | 61 | Gao et al: 2012 | 高衍新,隋少峰,孔凡玲,黄东海. 青岛市某学校室内空气质量卫生学评价[J]. 中国卫生工程学,2012,11(04):274-276+284 |  | Qingdao | Not mentioned | Sport | Indoor stadium | High school |  | 1 |  |  |  |  | 230 | 40 |  |  |  |  | 0.08 | 0 |  |  | % | [20 empty] | 200 | 10 | [5 empty] | 100 | 20 | [34 empty] | 3082 | 2783
272 | 61 | Gao et al: 2012 | 高衍新,隋少峰,孔凡玲,黄东海. 青岛市某学校室内空气质量卫生学评价[J]. 中国卫生工程学,2012,11(04):274-276+284 |  | Qingdao | Not mentioned | Classroom | Middle school |  |  | 1 |  |  |  |  | 150 | 50 |  |  |  |  | 0.06 | 0 |  |  | % | [20 empty] | 140 | 0 | [5 empty] | 140 | 20 | [34 empty] | 157 | 32
273 | 61 | Gao et al: 2012 | 高衍新,隋少峰,孔凡玲,黄东海. 青岛市某学校室内空气质量卫生学评价[J]. 中国卫生工程学,2012,11(04):274-276+284 |  | Qingdao | Not mentioned | Laboratory | Chemical |  |  | 1 |  |  |  |  | 250 | 50 |  |  |  |  | 0.07 | 0 |  |  | % | [20 empty] | 130 | 10 | [5 empty] | 120 | 10 | [34 empty] | 104 | 91
274 | 61 | Gao et al: 2012 | 高衍新,隋少峰,孔凡玲,黄东海. 青岛市某学校室内空气质量卫生学评价[J]. 中国卫生工程学,2012,11(04):274-276+284 |  | Qingdao | Not mentioned | Library | Reading room |  |  | 1 |  |  |  |  | 80 | 70 |  |  |  |  | 0.09 | 0 |  |  | % | [20 empty] | 100 | 10 | [5 empty] | 150 | 20 | [34 empty] | 314 | 416
275 | 61 | Gao et al: 2012 | 高衍新,隋少峰,孔凡玲,黄东海. 青岛市某学校室内空气质量卫生学评价[J]. 中国卫生工程学,2012,11(04):274-276+284 |  | Qingdao | Not mentioned | Canteen | Kindergarden/middle school |  |  | 1 |  |  |  |  | 190 | 80 |  |  |  |  | 0.04 | 0 |  |  | % | [20 empty] | 180 | 10 | [5 empty] | 80 | 20 | [34 empty] | 94 | 86
276 | 61 | Gao et al: 2012 | 高衍新,隋少峰,孔凡玲,黄东海. 青岛市某学校室内空气质量卫生学评价[J]. 中国卫生工程学,2012,11(04):274-276+284 |  | Qingdao | Not mentioned | Classroom | Kindergarden |  |  | 1 |  |  |  |  | 200 | 0 |  |  |  |  | 0.15 | 0.01 |  |  | % | [20 empty] | 130 | 10 | [5 empty] | 160 | 10 | [34 empty] | 524 | 240
299 | 70 | Liu et al: 2008 | 刘颖,谷宇,王坤. 犀浦校区室内空气中甲醛污染现状[J]. 环境科学与管理,2008,(07):78-81 | 10.3969/j.issn.1673-1212.2008.07.021 | Chengdu | 2007.04-2007.04 | Classroom | University |  | 1 | 1 | [42 empty] | 12
300 | 70 | Liu et al: 2008 | 刘颖,谷宇,王坤. 犀浦校区室内空气中甲醛污染现状[J]. 环境科学与管理,2008,(07):78-81 | 10.3969/j.issn.1673-1212.2008.07.021 | Chengdu | 2007.04-2007.04 | Classroom | University |  | 0 | 1 | [42 empty] | 37
301 | 70 | Liu et al: 2008 | 刘颖,谷宇,王坤. 犀浦校区室内空气中甲醛污染现状[J]. 环境科学与管理,2008,(07):78-81 | 10.3969/j.issn.1673-1212.2008.07.021 | Chengdu | 2007.04-2007.04 | Classroom | University |  | 1 | 1 | [42 empty] | 86
302 | 70 | Liu et al: 2008 | 刘颖,谷宇,王坤. 犀浦校区室内空气中甲醛污染现状[J]. 环境科学与管理,2008,(07):78-81 | 10.3969/j.issn.1673-1212.2008.07.021 | Chengdu | 2007.04-2007.04 | Classroom | University |  | 1 | 1 | [42 empty] | 147
303 | 70 | Liu et al: 2008 | 刘颖,谷宇,王坤. 犀浦校区室内空气中甲醛污染现状[J]. 环境科学与管理,2008,(07):78-81 | 10.3969/j.issn.1673-1212.2008.07.021 | Chengdu | 2007.04-2007.04 | Classroom | University |  | 1 | 1 | [42 empty] | 86
304 | 70 | Liu et al: 2008 | 刘颖,谷宇,王坤. 犀浦校区室内空气中甲醛污染现状[J]. 环境科学与管理,2008,(07):78-81 | 10.3969/j.issn.1673-1212.2008.07.021 | Chengdu | 2007.04-2007.04 | Residential | Dormitory | University | 1 | 1 | [42 empty] | 37
305 | 70 | Liu et al: 2008 | 刘颖,谷宇,王坤. 犀浦校区室内空气中甲醛污染现状[J]. 环境科学与管理,2008,(07):78-81 | 10.3969/j.issn.1673-1212.2008.07.021 | Chengdu | 2007.04-2007.04 | Residential | Dormitory | University | 1 | 1 | [42 empty] | 123
306 | 71 | Zhou et al: 2011 | 周园,肖纯凌,王岚,刘新,苏航. 校园不同场所室内空气微生物分布的调查分析[J/]. 中国医科大学学报,2011,40(05):412+416 |  | Shenyang | 2009.Winter-2009.Winter | Residential | Dormitory | University | 1 | [79 empty] | 5678
307 | 71 | Zhou et al: 2011 | 周园,肖纯凌,王岚,刘新,苏航. 校园不同场所室内空气微生物分布的调查分析[J/]. 中国医科大学学报,2011,40(05):412+416 |  | Shenyang | 2009.Winter-2009.Winter | Canteen | University |  | 1 | [79 empty] | 3538
308 | 71 | Zhou et al: 2011 | 周园,肖纯凌,王岚,刘新,苏航. 校园不同场所室内空气微生物分布的调查分析[J/]. 中国医科大学学报,2011,40(05):412+416 |  | Shenyang | 2009.Winter-2009.Winter | Laboratory | University |  | 1 | [79 empty] | 2448
309 | 71 | Zhou et al: 2011 | 周园,肖纯凌,王岚,刘新,苏航. 校园不同场所室内空气微生物分布的调查分析[J/]. 中国医科大学学报,2011,40(05):412+416 |  | Shenyang | 2009.Winter-2009.Winter | Classroom | University |  | 1 | [79 empty] | 3057
310 | 71 | Zhou et al: 2011 | 周园,肖纯凌,王岚,刘新,苏航. 校园不同场所室内空气微生物分布的调查分析[J/]. 中国医科大学学报,2011,40(05):412+416 |  | Shenyang | 2009.Winter-2009.Winter | Library | University |  | 1 | [79 empty] | 4192
311 | 71 | Zhou et al: 2011 | 周园,肖纯凌,王岚,刘新,苏航. 校园不同场所室内空气微生物分布的调查分析[J/]. 中国医科大学学报,2011,40(05):412+416 |  | Shenyang | 2009.Winter-2009.Winter | Entertainment | Cybercafe |  | 1 | [79 empty] | 6936
312 | 71 | Zhou et al: 2011 | 周园,肖纯凌,王岚,刘新,苏航. 校园不同场所室内空气微生物分布的调查分析[J/]. 中国医科大学学报,2011,40(05):412+416 |  | Shenyang | 2010.Summer-2010.Summer | Residential | Dormitory | University | 0 | [79 empty] | 4325
313 | 71 | Zhou et al: 2011 | 周园,肖纯凌,王岚,刘新,苏航. 校园不同场所室内空气微生物分布的调查分析[J/]. 中国医科大学学报,2011,40(05):412+416 |  | Shenyang | 2010.Summer-2010.Summer | Canteen | University |  | 0 | [79 empty] | 3889
314 | 71 | Zhou et al: 2011 | 周园,肖纯凌,王岚,刘新,苏航. 校园不同场所室内空气微生物分布的调查分析[J/]. 中国医科大学学报,2011,40(05):412+416 |  | Shenyang | 2010.Summer-2010.Summer | Laboratory | University |  | 0 | [79 empty] | 1801
315 | 71 | Zhou et al: 2011 | 周园,肖纯凌,王岚,刘新,苏航. 校园不同场所室内空气微生物分布的调查分析[J/]. 中国医科大学学报,2011,40(05):412+416 |  | Shenyang | 2010.Summer-2010.Summer | Classroom | University |  | 0 | [79 empty] | 2708
316 | 71 | Zhou et al: 2011 | 周园,肖纯凌,王岚,刘新,苏航. 校园不同场所室内空气微生物分布的调查分析[J/]. 中国医科大学学报,2011,40(05):412+416 |  | Shenyang | 2010.Summer-2010.Summer | Library | University |  | 0 | [79 empty] | 3469
317 | 71 | Zhou et al: 2011 | 周园,肖纯凌,王岚,刘新,苏航. 校园不同场所室内空气微生物分布的调查分析[J/]. 中国医科大学学报,2011,40(05):412+416 |  | Shenyang | 2010.Summer-2010.Summer | Entertainment | Cybercafe |  | 0 | [79 empty] | 8013
335 | 73 | Liu: 2017 | 刘晗. 幼托园室内空气微生物污染状况调查[J]. 环保科技,2017,23(03):15-17 |  | Yingkou | 2014.07-2015.01 | Classroom | Kinergarden |  | 1 |  | 2592 | [77 empty] | 1496 |  |  |  | winter |  | 289 |  |  |  | winter
336 | 73 | Liu: 2017 | 刘晗. 幼托园室内空气微生物污染状况调查[J]. 环保科技,2017,23(03):15-17 |  | Yingkou | 2014.07-2015.01 | Classroom | Kinergarden | [81 empty] | 1632 |  |  |  | summer |  | 357 |  |  |  | summer
337 | 73 | Liu: 2017 | 刘晗. 幼托园室内空气微生物污染状况调查[J]. 环保科技,2017,23(03):15-17 |  | Yingkou | 2014.07-2015.01 | Dormitory | Kinergarden | [81 empty] | 1066 |  |  |  | winter |  | 403 |  |  |  | winter
338 | 73 | Liu: 2017 | 刘晗. 幼托园室内空气微生物污染状况调查[J]. 环保科技,2017,23(03):15-17 | 10.19428/j.cnki.sjpm.2017.05.019 | Yingkou | 2014.07-2015.01 | Dormitory | Kinergarden | [81 empty] | 1194 |  |  |  | summer |  | 349 |  |  |  | summer
339 | 73 | Liu: 2017 | 刘晗. 幼托园室内空气微生物污染状况调查[J]. 环保科技,2017,23(03):15-17 |  | Yingkou | 2014.07-2015.01 | Canteen | Kinergarden | [81 empty] | 2411 |  |  |  | winter |  | 689 |  |  |  | winter
340 | 73 | Liu: 2017 | 刘晗. 幼托园室内空气微生物污染状况调查[J]. 环保科技,2017,23(03):15-17 |  | Yingkou | 2014.07-2015.01 | Canteen | Kinergarden | [81 empty] | 2869 |  |  |  | summer |  | 1290 |  |  |  | summer
341 | 73 | Liu: 2017 | 刘晗. 幼托园室内空气微生物污染状况调查[J]. 环保科技,2017,23(03):15-17 |  | Yingkou | 2014.07-2015.01 | Classroom | Kinergarden |  | 1 | [79 empty] | 329 |  |  |  | winter |  | 500 |  |  |  | winter
342 | 73 | Liu: 2017 | 刘晗. 幼托园室内空气微生物污染状况调查[J]. 环保科技,2017,23(03):15-17 |  | Yingkou | 2014.07-2015.01 | Classroom | Kinergarden | [81 empty] | 329 |  |  |  | summer |  | 541 |  |  |  | summer
343 | 73 | Liu: 2017 | 刘晗. 幼托园室内空气微生物污染状况调查[J]. 环保科技,2017,23(03):15-17 |  | Yingkou | 2014.07-2015.01 | Dormitory | Kinergarden | [81 empty] | 555 |  |  |  | winter |  | 406 |  |  |  | winter
344 | 73 | Liu: 2017 | 刘晗. 幼托园室内空气微生物污染状况调查[J]. 环保科技,2017,23(03):15-17 |  | Yingkou | 2014.07-2015.01 | Dormitory | Kinergarden | [81 empty] | 555 |  |  |  | summer |  | 657 |  |  |  | summer
345 | 73 | Liu: 2017 | 刘晗. 幼托园室内空气微生物污染状况调查[J]. 环保科技,2017,23(03):15-17 |  | Yingkou | 2014.07-2015.01 | Canteen | Kinergarden | [81 empty] | 774 |  |  |  | winter |  | 63 |  |  |  | winter
346 | 73 | Liu: 2017 | 刘晗. 幼托园室内空气微生物污染状况调查[J]. 环保科技,2017,23(03):15-17 |  | Yingkou | 2014.07-2015.01 | Canteen | Kinergarden | [81 empty] | 774 |  |  |  | summer |  | 667 |  |  |  | summer
347 | 73 | Liu: 2017 | 刘晗. 幼托园室内空气微生物污染状况调查[J]. 环保科技,2017,23(03):15-17 |  | Yingkou | 2014.07-2015.01 | Classroom | Kinergarden |  | 1 | [79 empty] | 1339 |  |  |  | winter |  | 420 |  |  |  | winter
348 | 73 | Liu: 2017 | 刘晗. 幼托园室内空气微生物污染状况调查[J]. 环保科技,2017,23(03):15-17 |  | Yingkou | 2014.07-2015.01 | Classroom | Kinergarden | [81 empty] | 1441 |  |  |  | summer |  | 580 |  |  |  | summer
349 | 73 | Liu: 2017 | 刘晗. 幼托园室内空气微生物污染状况调查[J]. 环保科技,2017,23(03):15-17 |  | Yingkou | 2014.07-2015.01 | Dormitory | Kinergarden | [81 empty] | 885 |  |  |  | winter |  | 373 |  |  |  | winter
350 | 73 | Liu: 2017 | 刘晗. 幼托园室内空气微生物污染状况调查[J]. 环保科技,2017,23(03):15-17 |  | Yingkou | 2014.07-2015.01 | Dormitory | Kinergarden | [81 empty] | 974 |  |  |  | summer |  | 717 |  |  |  | summer
351 | 73 | Liu: 2017 | 刘晗. 幼托园室内空气微生物污染状况调查[J]. 环保科技,2017,23(03):15-17 |  | Yingkou | 2014.07-2015.01 | Canteen | Kinergarden | [81 empty] | 1614 |  |  |  | winter |  | 698 |  |  |  | winter
352 | 73 | Liu: 2017 | 刘晗. 幼托园室内空气微生物污染状况调查[J]. 环保科技,2017,23(03):15-17 |  | Yingkou | 2014.07-2015.01 | Canteen | Kinergarden | [81 empty] | 1939 |  |  |  | summer |  | 1334 |  |  |  | summer
353 | 73 | Liu: 2017 | 刘晗. 幼托园室内空气微生物污染状况调查[J]. 环保科技,2017,23(03):15-17 |  | Yingkou | 2014.07-2015.01 | Classroom | Kinergarden |  | 1 | [79 empty] | 1384 |  |  |  | winter |  | 506 |  |  |  | winter
354 | 73 | Liu: 2017 | 刘晗. 幼托园室内空气微生物污染状况调查[J]. 环保科技,2017,23(03):15-17 |  | Yingkou | 2014.07-2015.01 | Classroom | Kinergarden | [81 empty] | 1472 |  |  |  | summer |  | 635 |  |  |  | summer
355 | 73 | Liu: 2017 | 刘晗. 幼托园室内空气微生物污染状况调查[J]. 环保科技,2017,23(03):15-17 |  | Yingkou | 2014.07-2015.01 | Dormitory | Kinergarden | [81 empty] | 1208 |  |  |  | winter |  | 373 |  |  |  | winter
356 | 73 | Liu: 2017 | 刘晗. 幼托园室内空气微生物污染状况调查[J]. 环保科技,2017,23(03):15-17 |  | Yingkou | 2014.07-2015.01 | Dormitory | Kinergarden | [81 empty] | 1323 |  |  |  | summer |  | 390 |  |  |  | summer
357 | 73 | Liu: 2017 | 刘晗. 幼托园室内空气微生物污染状况调查[J]. 环保科技,2017,23(03):15-17 |  | Yingkou | 2014.07-2015.01 | Canteen | Kinergarden | [81 empty] | 1799 |  |  |  | winter |  | 705 |  |  |  | winter
358 | 73 | Liu: 2017 | 刘晗. 幼托园室内空气微生物污染状况调查[J]. 环保科技,2017,23(03):15-17 |  | Yingkou | 2014.07-2015.01 | Canteen | Kinergarden | [81 empty] | 1986 |  |  |  | summer |  | 1025 |  |  |  | summer
359 | 73 | Liu: 2017 | 刘晗. 幼托园室内空气微生物污染状况调查[J]. 环保科技,2017,23(03):15-17 |  | Yingkou | 2014.07-2015.01 | Classroom | Kinergarden |  | 1 | [79 empty] | 315 |  |  |  | winter |  | 360 |  |  |  | winter
360 | 73 | Liu: 2017 | 刘晗. 幼托园室内空气微生物污染状况调查[J]. 环保科技,2017,23(03):15-17 |  | Yingkou | 2014.07-2015.01 | Classroom | Kinergarden | [81 empty] | 727 |  |  |  | summer |  | 321 |  |  |  | summer
361 | 73 | Liu: 2017 | 刘晗. 幼托园室内空气微生物污染状况调查[J]. 环保科技,2017,23(03):15-17 |  | Yingkou | 2014.07-2015.01 | Dormitory | Kinergarden | [81 empty] | 506 |  |  |  | winter |  | 285 |  |  |  | winter
362 | 73 | Liu: 2017 | 刘晗. 幼托园室内空气微生物污染状况调查[J]. 环保科技,2017,23(03):15-17 |  | Yingkou | 2014.07-2015.01 | Dormitory | Kinergarden | [81 empty] | 623 |  |  |  | summer |  | 513 |  |  |  | summer
363 | 73 | Liu: 2017 | 刘晗. 幼托园室内空气微生物污染状况调查[J]. 环保科技,2017,23(03):15-17 |  | Yingkou | 2014.07-2015.01 | Canteen | Kinergarden | [81 empty] | 640 |  |  |  | winter |  | 379 |  |  |  | winter
364 | 73 | Liu: 2017 | 刘晗. 幼托园室内空气微生物污染状况调查[J]. 环保科技,2017,23(03):15-17 |  | Yingkou | 2014.07-2015.01 | Canteen | Kinergarden | [81 empty] | 719 |  |  |  | summer |  | 1036 |  |  |  | summer
365 | 73 | Liu: 2017 | 刘晗. 幼托园室内空气微生物污染状况调查[J]. 环保科技,2017,23(03):15-17 |  | Yingkou | 2014.07-2015.01 | Classroom | Kinergarden |  | 1 | [79 empty] | 256 |  |  |  | winter |  | 352 |  |  |  | winter
366 | 73 | Liu: 2017 | 刘晗. 幼托园室内空气微生物污染状况调查[J]. 环保科技,2017,23(03):15-17 |  | Yingkou | 2014.07-2015.01 | Classroom | Kinergarden | [81 empty] | 786 |  |  |  | summer |  | 569 |  |  |  | summer
367 | 73 | Liu: 2017 | 刘晗. 幼托园室内空气微生物污染状况调查[J]. 环保科技,2017,23(03):15-17 |  | Yingkou | 2014.07-2015.01 | Dormitory | Kinergarden | [81 empty] | 206 |  |  |  | winter |  | 346 |  |  |  | winter
368 | 73 | Liu: 2017 | 刘晗. 幼托园室内空气微生物污染状况调查[J]. 环保科技,2017,23(03):15-17 |  | Yingkou | 2014.07-2015.01 | Dormitory | Kinergarden | [81 empty] | 580 |  |  |  | summer |  | 154 |  |  |  | summer
369 | 73 | Liu: 2017 | 刘晗. 幼托园室内空气微生物污染状况调查[J]. 环保科技,2017,23(03):15-17 |  | Yingkou | 2014.07-2015.01 | Canteen | Kinergarden | [81 empty] | 532 |  |  |  | winter |  | 409 |  |  |  | winter
370 | 73 | Liu: 2017 | 刘晗. 幼托园室内空气微生物污染状况调查[J]. 环保科技,2017,23(03):15-17 |  | Yingkou | 2014.07-2015.01 | Canteen | Kinergarden | [81 empty] | 838 |  |  |  | summer |  | 901 |  |  |  | summer
386 | 76 | Li et al:2007 | 李慧, 邵龙义, 孙珍全,等. 公共场所室内可吸入颗粒物的污染特征[J]. 环境与可持续发展, 2007(2):53-55 | 10.3969/j.issn.1673-288X.2007.02.020 | Beijing | 2005.10.31-2005.11.10 | Reading Room | Library | University |  | 1 |  |  |  | Normal | [24 empty] | 126.5 |  | 16.7 | 403.5 | 102（outdoor） |  |  | 181.5 |  | 33.3 | 537 |  | 198.5（outdoor）
387 | 77 | Chen:2007 | 陈威威. 北方地区高校教室内空气品质研究[D]. 哈尔滨工程大学, 2007 | 10.7666/d.y1097181 | Harbin | 2006.3-2006.3 | Classroom | Teaching building | University | 1 | 6 | varied | Building age:50 years |  | Normal | 388 | 487 | 0 | 1800 | Samples：624 |  | 0.082 | 0.073 | 0.01 | 0.43 | Samples：1395 | % | [19 empty] | 25 | 31 | 0 | 250 |  | Samples：1695 |  | 30 | 10 | 10 | 40 | Samples：11 | [25 empty] | 146 | 112 | 20 | 540 | Samples：861 | [13 empty] | 32.03 | 7.17 | 24.6 | 45.6 | Samples：7
388 | 77 | Chen:2007 | 陈威威. 北方地区高校教室内空气品质研究[D]. 哈尔滨工程大学, 2007 | 10.7666/d.y1097181 | Harbin | 2006.3-2006.3 | Classroom | Teaching building | University |  |  | varied | Building age:50 years |  | Normal | 438 | 457 | 0 | 1700 | Samples：642 |  | 0.062 | 0.063 | 0 | 0.26 | Samples：1298 | % | [19 empty] | 34 | 41 | 0 | 200 |  | Samples：1285 |  | 20 | 10 | 20 | 40 | Samples：7 | [25 empty] | 134 | 79 | 10 | 300 | Samples：548 | [13 empty] | 27.53 | 23.23 | 7.97 | 106 | Samples：22
389 | 77 | Chen:2007 | 陈威威. 北方地区高校教室内空气品质研究[D]. 哈尔滨工程大学, 2007 | 10.7666/d.y1097181 | Harbin | 2006.3-2006.3 | Classroom | Teaching building | University |  |  | varied | Building age:50 years |  | Normal | 114 | 112 | 0 | 300 | Samples：59 |  | 0.06 | 0.035 | 0 | 0.13 | Samples：887 | % | [19 empty] | 17 | 18 | 0 | 140 |  | Samples：1187 |  | 20 | 10 | 10 | 30 | Samples：8 | [25 empty] | 217 | 28 | 0 | 740 | Samples：515 | [13 empty] | 8.17 | 2.77 | 5.25 | 10.5 | Samples：9
390 | 77 | Chen:2007 | 陈威威. 北方地区高校教室内空气品质研究[D]. 哈尔滨工程大学, 2007 | 10.7666/d.y1097181 | Harbin | 2006.4-2006.4 | Classroom | Teaching building | University |  |  | varied | Building age:50 years |  | Normal | 139 | 86 | 0 | 400 | Samples：90 |  | 0.063 | 0.055 | 0 | 0.32 | Samples：1513 | % | [19 empty] | 20 | 35 | 0 | 670 |  | Samples：1102 |  | 30 | 20 | 10 | 40 | Samples：11 | [25 empty] | 79 | 42 | 10 | 210 | Samples：1049 | [13 empty] | 28.24 | 8.31 | 12.8 | 45.6 | Samples：11
391 | 77 | Chen:2007 | 陈威威. 北方地区高校教室内空气品质研究[D]. 哈尔滨工程大学, 2007 | 10.7666/d.y1097181 | Harbin | 2006.4-2006.4 | Classroom | Teaching building | University |  |  | varied | Building age:50 years |  | Normal | 558 | 67 | 0 | 300 | Samples：191 |  | 0.072 | 0.086 | 0 | 0.3 | Samples：474 | % | [19 empty] | 19 | 26 | 0 | 270 |  | Samples：387 |  | 20 | 10 | 20 | 40 | Samples：7
392 | 77 | Chen:2007 | 陈威威. 北方地区高校教室内空气品质研究[D]. 哈尔滨工程大学, 2007 | 10.7666/d.y1097181 | Harbin | 2006.4-2006.4 | Classroom | Teaching building | University |  |  | varied | Building age:50 years |  | Normal | 829 | 920 | 0 | 200 | Samples：59 |  | 0.069 | 0.077 | 0 | 0.28 | Samples：770 | % | [19 empty] | 17 | 19 | 0 | 140 |  | Samples：326
393 | 77 | Chen:2007 | 陈威威. 北方地区高校教室内空气品质研究[D]. 哈尔滨工程大学, 2007 | 10.7666/d.y1097181 | Harbin | 2006.5-2006.5 | Classroom | Teaching building | University |  |  | varied | Building age:50 years |  | Normal | 599 | 406 | 0 | 1600 | Samples：299 |  | 0.061 | 0.078 | 0.01 | 0.33 | Samples：489 | % | [19 empty] | 29 | 30 | 0 | 320 |  | Samples：1016 |  | 20 | 10 | 10 | 50 | Samples：11 | [25 empty] | 108 | 72 | 10 | 270 | Samples：429 | [13 empty] | 17.91 | 8.87 | 7.97 | 35.7 | Samples：18
394 | 77 | Chen:2007 | 陈威威. 北方地区高校教室内空气品质研究[D]. 哈尔滨工程大学, 2007 | 10.7666/d.y1097181 | Harbin | 2006.5-2006.5 | Classroom | Teaching building | University |  |  | varied | Building age:50 years |  | Normal | 633 | 102 | 0 | 400 | Samples：75 |  | 0.043 | 0.029 | 0 | 0.09 | Samples：236 | % | [19 empty] | 27 | 47 | 0 | 980 |  | Samples：527 |  | 20 | 10 | 10 | 40 | Samples：10 | [25 empty] | 53 | 16 | 30 | 90 | Samples：119 | [13 empty] | 25.53 | 21.23 | 8.85 | 87 | Samples：15
395 | 77 | Chen:2007 | 陈威威. 北方地区高校教室内空气品质研究[D]. 哈尔滨工程大学, 2007 | 10.7666/d.y1097181 | Harbin | 2006.5-2006.5 | Classroom | Teaching building | University |  |  | varied | Building age:50 years |  | Normal | 960 | 370 | 0 | 1300 | Samples：147 |  | 0.072 | 0.021 | 0.03 | 0.11 | Samples：200 | % | [19 empty] | 28 | 23 | 0 | 140 |  | Samples：199 | [31 empty] | 75 | 8 | 60 | 90 | Samples：57
396 | 77 | Chen:2007 | 陈威威. 北方地区高校教室内空气品质研究[D]. 哈尔滨工程大学, 2007 | 10.7666/d.y1097181 | Harbin | 2006.6-2006.6 | Classroom | Teaching building | University |  |  | varied | Building age:50 years |  | Normal | 1330 | 633 | 0 | 2400 | Samples：457 |  | 0.013 | 0.009 | 0 | 0.04 | Samples：212 | % | [19 empty] | 59 | 52 | 0 | 280 |  | Samples：1110 |  | 20 | 10 | 10 | 30 | Samples：5 | [25 empty] | 365 | 402 | 80 | 1420 | Samples：342 | [13 empty] | 15.49 | 12.94 | 2.67 | 45.5 | Samples：24
397 | 77 | Chen:2007 | 陈威威. 北方地区高校教室内空气品质研究[D]. 哈尔滨工程大学, 2007 | 10.7666/d.y1097181 | Harbin | 2006.6-2006.6 | Classroom | Teaching building | University |  |  | varied | Building age:50 years |  | Normal | 1325 | 634 | 100 | 2200 | Samples：184 |  | 0.015 | 0.011 | 0 | 0.03 | Samples：36 | % | [19 empty] | 58 | 52 | 0 | 260 |  | Samples：450 | [31 empty] | 179 | 111 | 110 | 890 | Samples：139
398 | 77 | Chen:2007 | 陈威威. 北方地区高校教室内空气品质研究[D]. 哈尔滨工程大学, 2007 | 10.7666/d.y1097181 | Harbin | 2006.6-2006.6 | Classroom | Teaching building | University |  |  | varied | Building age:50 years |  | Normal | 1187 | 474 | 400 | 1900 | Samples：92 |  | 0.013 | 0.002 | 0 | 0.01 | Samples：34 | % | [19 empty] | 61 | 53 | 0 | 240 |  | Samples：330 |  | 20 | 10 | 10 | 40 | Samples：7 | [25 empty] | 305 | 216 | 30 | 720 | Samples：105 | [13 empty] | 23.77 | 23.9(Median) | 5.25 | 106 | Samples：18
399 | 77 | Chen:2007 | 陈威威. 北方地区高校教室内空气品质研究[D]. 哈尔滨工程大学, 2007 | 10.7666/d.y1097181 | Harbin | 2006.7-2006.7 | Classroom | Teaching building | University |  |  | varied | Building age:50 years |  | Normal | 1900 | 309 | 1400 | 2500 | Samples：43 |  | 0.004 | 0.002 | 0 | 0.01 | Samples：15 | % | [19 empty] | 36 | 26 | 10 | 100 |  | Samples：36
400 | 77 | Chen:2007 | 陈威威. 北方地区高校教室内空气品质研究[D]. 哈尔滨工程大学, 2007 | 10.7666/d.y1097181 | Harbin | 2006.7-2006.7 | Classroom | Teaching building | University |  |  | varied | Building age:50 years |  | Normal | 845 | 366 | 100 | 1500 | Samples：76 |  | 0.003 | 0.001 | 0 | 0 | Samples：15 | % | [19 empty] | 7 | 6 | 0 | 40 |  | Samples：37
401 | 77 | Chen:2007 | 陈威威. 北方地区高校教室内空气品质研究[D]. 哈尔滨工程大学, 2007 | 10.7666/d.y1097181 | Harbin | 2006.7-2006.7 | Classroom | Teaching building | University |  |  | varied | Building age:50 years |  | Normal | 244 | 188 | 0 | 600 | Samples：39 |  | 0.003 | 0.002 | 0 | 0.01 | Samples：7 | % | [19 empty] | 3 | 4 | 0 | 20 |  | Samples：25
402 | 78 | Huang et al:2007 | 黄燕娣, 赵寿堂, 蔡馨. 北京某区中小学教室挥发性有机物污染现状[J]. 中国学校卫生, 2007, 28(5):468-469 |  | Beijing | 2007-2007 (assumed) | Classroom | Primary and secondary schools |  | 10 | 40 |  | Normal decoration |  | Normal | [38 empty] | 30 |  | 20 | 60 |  |  | 30 |  | 20 | 60 | [20 empty] | 770 |  | 400 | 1140
403 | 78 | Huang et al:2007 | 黄燕娣, 赵寿堂, 蔡馨. 北京某区中小学教室挥发性有机物污染现状[J]. 中国学校卫生, 2007, 28(5):468-469 |  | Beijing | 2007-2007 (assumed) | Classroom |  |  | 10 | 40 |  | No decorative behavior |  | Normal | [38 empty] | 20 |  | 10 | 60 |  |  | 20 |  | 10 | 60 | [20 empty] | 400 |  | 180 | 560
404 | 79 | Duan:2006 | 段浩波. 东北师大校园室内空气中甲醛污染与控制方法研究[D]. 东北师范大学, 2006 |  | Changchun | 2005.8-2006.3 | Dormitory | University |  |  | 1 |  | More than 6 months after decoration,Smoking seriously |  | Closed | [38 empty] | 180
405 | 79 | Duan:2006 | 段浩波. 东北师大校园室内空气中甲醛污染与控制方法研究[D]. 东北师范大学, 2006 |  | Changchun | 2005.8-2006.3 | Dormitory | University |  |  | 1 |  | More than 6 months after decoration |  | Closed | [38 empty] | 90
406 | 79 | Duan:2006 | 段浩波. 东北师大校园室内空气中甲醛污染与控制方法研究[D]. 东北师范大学, 2006 |  | Changchun | 2005.8-2006.3 | Dormitory | University |  |  | 1 |  | More than 6 months after decoration,Smoking seriously |  | Closed | [38 empty] | 240
407 | 79 | Duan:2006 | 段浩波. 东北师大校园室内空气中甲醛污染与控制方法研究[D]. 东北师范大学, 2006 |  | Changchun | 2005.8-2006.3 | Dormitory | University |  |  | 1 |  | More than 6 months after decoration |  | Closed | [38 empty] | 100
408 | 79 | Duan:2006 | 段浩波. 东北师大校园室内空气中甲醛污染与控制方法研究[D]. 东北师范大学, 2006 |  | Changchun | 2005.8-2006.3 | Dormitory | University |  |  | 1 |  | More than 6 months after decoration |  | Closed | [38 empty] | 180
409 | 79 | Duan:2006 | 段浩波. 东北师大校园室内空气中甲醛污染与控制方法研究[D]. 东北师范大学, 2006 |  | Changchun | 2005.8-2006.3 | Dormitory | University |  |  | 1 |  | More than 6 months after decoration |  | Closed | [38 empty] | 80
410 | 79 | Duan:2006 | 段浩波. 东北师大校园室内空气中甲醛污染与控制方法研究[D]. 东北师范大学, 2006 |  | Changchun | 2005.8-2006.3 | Dormitory | University |  |  | 1 |  | More than 6 months after decoration,Smoking seriously |  | Closed | [38 empty] | 190
411 | 79 | Duan:2006 | 段浩波. 东北师大校园室内空气中甲醛污染与控制方法研究[D]. 东北师范大学, 2006 |  | Changchun | 2005.8-2006.3 | Dormitory | University |  |  | 1 |  | Newly Decorated |  | Closed | [38 empty] | 110
412 | 79 | Duan:2006 | 段浩波. 东北师大校园室内空气中甲醛污染与控制方法研究[D]. 东北师范大学, 2006 |  | Changchun | 2005.8-2006.3 | Dormitory | University |  |  | 1 |  | Newly Decorated，Smoking seriously |  | Closed | [38 empty] | 200
413 | 79 | Duan:2006 | 段浩波. 东北师大校园室内空气中甲醛污染与控制方法研究[D]. 东北师范大学, 2006 |  | Changchun | 2005.8-2006.3 | Dormitory | University |  |  | 1 |  | More than 6 months after decoration |  | Closed | [38 empty] | 60
414 | 79 | Duan:2006 | 段浩波. 东北师大校园室内空气中甲醛污染与控制方法研究[D]. 东北师范大学, 2006 |  | Changchun | 2005.8-2006.3 | Dormitory | University |  |  | 1 |  | More than 6 months after decoration |  | Closed | [38 empty] | 90
415 | 79 | Duan:2006 | 段浩波. 东北师大校园室内空气中甲醛污染与控制方法研究[D]. 东北师范大学, 2006 |  | Changchun | 2005.8-2006.3 | Dormitory | University |  |  | 1 |  | Newly Decorated |  | Closed | [38 empty] | 160
416 | 79 | Duan:2006 | 段浩波. 东北师大校园室内空气中甲醛污染与控制方法研究[D]. 东北师范大学, 2006 |  | Changchun | 2005.8-2006.3 | Classroom | University |  |  | 1 |  | Newly Decorated |  | Closed | [38 empty] | 90
417 | 79 | Duan:2006 | 段浩波. 东北师大校园室内空气中甲醛污染与控制方法研究[D]. 东北师范大学, 2006 |  | Changchun | 2005.8-2006.3 | Classroom | University |  |  | 1 |  | Newly Decorated |  | Closed | [38 empty] | 160
418 | 79 | Duan:2006 | 段浩波. 东北师大校园室内空气中甲醛污染与控制方法研究[D]. 东北师范大学, 2006 |  | Changchun | 2005.8-2006.3 | Classroom | University |  |  | 1 |  | Newly Decorated |  | Closed | [38 empty] | 130
419 | 79 | Duan:2006 | 段浩波. 东北师大校园室内空气中甲醛污染与控制方法研究[D]. 东北师范大学, 2006 |  | Changchun | 2005.8-2006.3 | Classroom | University |  |  | 1 |  | Newly Decorated |  | Closed | [38 empty] | 170
420 | 79 | Duan:2006 | 段浩波. 东北师大校园室内空气中甲醛污染与控制方法研究[D]. 东北师范大学, 2006 |  | Changchun | 2005.8-2006.3 | Classroom | University |  |  | 1 |  | Newly Decorated |  | Closed | [38 empty] | 100
421 | 79 | Duan:2006 | 段浩波. 东北师大校园室内空气中甲醛污染与控制方法研究[D]. 东北师范大学, 2006 |  | Changchun | 2005.8-2006.3 | Classroom | University |  |  | 1 |  | Newly Decorated |  | Closed | [38 empty] | 190
422 | 79 | Duan:2006 | 段浩波. 东北师大校园室内空气中甲醛污染与控制方法研究[D]. 东北师范大学, 2006 |  | Changchun | 2005.8-2006.3 | Classroom | University |  |  | 1 |  | More than 6 months after decoration |  | Closed | [38 empty] | 70
423 | 79 | Duan:2006 | 段浩波. 东北师大校园室内空气中甲醛污染与控制方法研究[D]. 东北师范大学, 2006 |  | Changchun | 2005.8-2006.3 | Classroom | University |  |  | 1 |  | More than 6 months after decoration |  | Closed | [38 empty] | 70
424 | 79 | Duan:2006 | 段浩波. 东北师大校园室内空气中甲醛污染与控制方法研究[D]. 东北师范大学, 2006 |  | Changchun | 2005.8-2006.3 | Classroom | University |  |  | 1 |  | Newly Decorated |  | Closed | [38 empty] | 200
425 | 79 | Duan:2006 | 段浩波. 东北师大校园室内空气中甲醛污染与控制方法研究[D]. 东北师范大学, 2006 |  | Changchun | 2005.8-2006.3 | Classroom | University |  |  | 1 |  | Newly Decorated |  | Closed | [38 empty] | 270
426 | 79 | Duan:2006 | 段浩波. 东北师大校园室内空气中甲醛污染与控制方法研究[D]. 东北师范大学, 2006 |  | Changchun | 2005.8-2006.3 | Classroom | University |  |  | 1 |  | More than 6 months after decoration |  | Closed | [38 empty] | 120
427 | 79 | Duan:2006 | 段浩波. 东北师大校园室内空气中甲醛污染与控制方法研究[D]. 东北师范大学, 2006 |  | Changchun | 2005.8-2006.3 | Classroom | University |  |  | 1 |  | Newly Decorated |  | Closed | [38 empty] | 90
428 | 79 | Duan:2006 | 段浩波. 东北师大校园室内空气中甲醛污染与控制方法研究[D]. 东北师范大学, 2006 |  | Changchun | 2005.8-2006.3 | Classroom | University |  |  | 1 |  | Newly Decorated |  | Closed | [38 empty] | 90
429 | 79 | Duan:2006 | 段浩波. 东北师大校园室内空气中甲醛污染与控制方法研究[D]. 东北师范大学, 2006 |  | Changchun | 2005.8-2006.3 | Classroom | University |  |  | 1 |  | Newly Decorated |  | Closed | [38 empty] | 200
430 | 79 | Duan:2006 | 段浩波. 东北师大校园室内空气中甲醛污染与控制方法研究[D]. 东北师范大学, 2006 |  | Changchun | 2005.8-2006.3 | Classroom | University |  |  | 1 |  | Newly Decorated |  | Closed | [38 empty] | 180
431 | 79 | Duan:2006 | 段浩波. 东北师大校园室内空气中甲醛污染与控制方法研究[D]. 东北师范大学, 2006 |  | Changchun | 2005.8-2006.3 | Dormitory | University |  |  | 1 |  | More than 6 months after decoration,Smoking seriously |  | Closed | [38 empty] | 590
432 | 79 | Duan:2006 | 段浩波. 东北师大校园室内空气中甲醛污染与控制方法研究[D]. 东北师范大学, 2006 |  | Changchun | 2005.8-2006.3 | Dormitory | University |  |  |  |  | Have smoking behavior |  | Closed | [38 empty] | 590
433 | 79 | Duan:2006 | 段浩波. 东北师大校园室内空气中甲醛污染与控制方法研究[D]. 东北师范大学, 2006 |  | Changchun | 2005.8-2006.3 | Dormitory | University |  |  |  |  | Have smoking behavior |  | Opened for 6 h | [38 empty] | 170
434 | 79 | Duan:2006 | 段浩波. 东北师大校园室内空气中甲醛污染与控制方法研究[D]. 东北师范大学, 2006 |  | Changchun | 2005.8-2006.3 | Dormitory | University |  |  |  |  | Have smoking behavior |  | Closed for 12 h | [38 empty] | 560
435 | 79 | Duan:2006 | 段浩波. 东北师大校园室内空气中甲醛污染与控制方法研究[D]. 东北师范大学, 2006 |  | Changchun | 2005.8-2006.3 | Dormitory | University |  |  |  |  | Have smoking behavior |  | Opened for 6 h | [38 empty] | 190
436 | 79 | Duan:2006 | 段浩波. 东北师大校园室内空气中甲醛污染与控制方法研究[D]. 东北师范大学, 2006 |  | Changchun | 2005.8-2006.3 | Dormitory | University |  |  |  |  | Have smoking behavior |  | Closed for 12 h | [38 empty] | 580
437 | 79 | Duan:2006 | 段浩波. 东北师大校园室内空气中甲醛污染与控制方法研究[D]. 东北师范大学, 2006 |  | Changchun | 2005.10.8-2005.10.8 | Dormitory | University |  |  |  |  | Have smoking behavior |  | Opened for 6-8 h | [38 empty] | 590
438 | 79 | Duan:2006 | 段浩波. 东北师大校园室内空气中甲醛污染与控制方法研究[D]. 东北师范大学, 2006 |  | Changchun | 2005.11.9-2005.11.9 | Dormitory | University |  |  |  |  | Have smoking behavior |  | Opened for 6-8 h | [38 empty] | 450
439 | 79 | Duan:2006 | 段浩波. 东北师大校园室内空气中甲醛污染与控制方法研究[D]. 东北师范大学, 2006 |  | Changchun | 2005.12.9-2005.12.9 | Dormitory | University |  |  |  |  | Have smoking behavior |  | Opened for 6-8 h | [38 empty] | 230
440 | 79 | Duan:2006 | 段浩波. 东北师大校园室内空气中甲醛污染与控制方法研究[D]. 东北师范大学, 2006 |  | Changchun | 2006.1.9-2006.1.9 | Dormitory | University |  |  |  |  | Have smoking behavior |  | Opened for 6-8 h | [38 empty] | 180
441 | 79 | Duan:2006 | 段浩波. 东北师大校园室内空气中甲醛污染与控制方法研究[D]. 东北师范大学, 2006 |  | Changchun | 2006.2.9-2006.2.9 | Dormitory | University |  |  |  |  | Have smoking behavior |  | Opened for 6-8 h | [38 empty] | 190
442 | 79 | Duan:2006 | 段浩波. 东北师大校园室内空气中甲醛污染与控制方法研究[D]. 东北师范大学, 2006 |  | Changchun | 2005.8-2006.3 | Family Dormitory Building | University |  |  | 1 |  | Newly Decorated，Smoking seriously |  | Closed | [38 empty] | 540
443 | 79 | Duan:2006 | 段浩波. 东北师大校园室内空气中甲醛污染与控制方法研究[D]. 东北师范大学, 2006 |  | Changchun | 2005.8-2006.3 | Family Dormitory Building | University |  |  |  |  | Newly Decorated |  | Closed | [38 empty] | 540
444 | 79 | Duan:2006 | 段浩波. 东北师大校园室内空气中甲醛污染与控制方法研究[D]. 东北师范大学, 2006 |  | Changchun | 2005.8-2006.3 | Family Dormitory Building | University |  |  |  |  | Newly Decorated |  | Opened for 6 h | [38 empty] | 230
445 | 79 | Duan:2006 | 段浩波. 东北师大校园室内空气中甲醛污染与控制方法研究[D]. 东北师范大学, 2006 |  | Changchun | 2005.8-2006.3 | Family Dormitory Building | University |  |  |  |  | Newly Decorated |  | Closed for 12 h | [38 empty] | 510
446 | 79 | Duan:2006 | 段浩波. 东北师大校园室内空气中甲醛污染与控制方法研究[D]. 东北师范大学, 2006 |  | Changchun | 2005.8-2006.3 | Family Dormitory Building | University |  |  |  |  | Newly Decorated |  | Opened for 6 h | [38 empty] | 210
447 | 79 | Duan:2006 | 段浩波. 东北师大校园室内空气中甲醛污染与控制方法研究[D]. 东北师范大学, 2006 |  | Changchun | 2005.8-2006.3 | Family Dormitory Building | University |  |  |  |  | Newly Decorated |  | Closed for 12 h | [38 empty] | 500
448 | 79 | Duan:2006 | 段浩波. 东北师大校园室内空气中甲醛污染与控制方法研究[D]. 东北师范大学, 2006 |  | Changchun | 2005.10.8-2005.10.8 | Family Dormitory Building | University |  |  |  |  | Newly Decorated |  | Opened for 6-8 h | [38 empty] | 540
449 | 79 | Duan:2006 | 段浩波. 东北师大校园室内空气中甲醛污染与控制方法研究[D]. 东北师范大学, 2006 |  | Changchun | 2005.11.9-2005.11.9 | Family Dormitory Building | University |  |  |  |  | Newly Decorated |  | Opened for 6-8 h | [38 empty] | 370
450 | 79 | Duan:2006 | 段浩波. 东北师大校园室内空气中甲醛污染与控制方法研究[D]. 东北师范大学, 2006 |  | Changchun | 2005.12.9-2005.12.9 | Family Dormitory Building | University |  |  |  |  | Newly Decorated |  | Opened for 6-8 h | [38 empty] | 200
451 | 79 | Duan:2006 | 段浩波. 东北师大校园室内空气中甲醛污染与控制方法研究[D]. 东北师范大学, 2006 |  | Changchun | 2006.1.9-2006.1.9 | Family Dormitory Building | University |  |  |  |  | Newly Decorated |  | Opened for 6-8 h | [38 empty] | 130
452 | 79 | Duan:2006 | 段浩波. 东北师大校园室内空气中甲醛污染与控制方法研究[D]. 东北师范大学, 2006 |  | Changchun | 2006.2.9-2006.2.9 | Family Dormitory Building | University |  |  |  |  | Newly Decorated |  | Opened for 6-8 h | [38 empty] | 100
453 | 79 | Duan:2006 | 段浩波. 东北师大校园室内空气中甲醛污染与控制方法研究[D]. 东北师范大学, 2006 |  | Changchun | 2005.8-2006.3 | Family Dormitory Building | University |  |  | 1 |  | Newly Decorated |  | Closed | [38 empty] | 390
454 | 79 | Duan:2006 | 段浩波. 东北师大校园室内空气中甲醛污染与控制方法研究[D]. 东北师范大学, 2006 |  | Changchun | 2005.8-2006.3 | Family Dormitory Building | University |  |  |  |  | Newly Decorated |  | Closed | [38 empty] | 390
455 | 79 | Duan:2006 | 段浩波. 东北师大校园室内空气中甲醛污染与控制方法研究[D]. 东北师范大学, 2006 |  | Changchun | 2005.8-2006.3 | Family Dormitory Building | University |  |  |  |  | Newly Decorated |  | Opened for 6 h | [38 empty] | 140
456 | 79 | Duan:2006 | 段浩波. 东北师大校园室内空气中甲醛污染与控制方法研究[D]. 东北师范大学, 2006 |  | Changchun | 2005.8-2006.3 | Family Dormitory Building | University |  |  |  |  | Newly Decorated |  | Closed for 12 h | [38 empty] | 360
457 | 79 | Duan:2006 | 段浩波. 东北师大校园室内空气中甲醛污染与控制方法研究[D]. 东北师范大学, 2006 |  | Changchun | 2005.8-2006.3 | Family Dormitory Building | University |  |  |  |  | Newly Decorated |  | Opened for 6 h | [38 empty] | 170
458 | 79 | Duan:2006 | 段浩波. 东北师大校园室内空气中甲醛污染与控制方法研究[D]. 东北师范大学, 2006 |  | Changchun | 2005.8-2006.3 | Family Dormitory Building | University |  |  |  |  | Newly Decorated |  | Closed for 12 h | [38 empty] | 330
459 | 79 | Duan:2006 | 段浩波. 东北师大校园室内空气中甲醛污染与控制方法研究[D]. 东北师范大学, 2006 |  | Changchun | 2005.10.8-2005.10.8 | Family Dormitory Building | University |  |  |  |  | Newly Decorated |  | Opened for 6-8 h | [38 empty] | 290
460 | 79 | Duan:2006 | 段浩波. 东北师大校园室内空气中甲醛污染与控制方法研究[D]. 东北师范大学, 2006 |  | Changchun | 2005.11.9-2005.11.9 | Family Dormitory Building | University |  |  |  |  | Newly Decorated |  | Opened for 6-8 h | [38 empty] | 280
461 | 79 | Duan:2006 | 段浩波. 东北师大校园室内空气中甲醛污染与控制方法研究[D]. 东北师范大学, 2006 |  | Changchun | 2005.12.9-2005.12.9 | Family Dormitory Building | University |  |  |  |  | Newly Decorated |  | Opened for 6-8 h | [38 empty] | 140
462 | 79 | Duan:2006 | 段浩波. 东北师大校园室内空气中甲醛污染与控制方法研究[D]. 东北师范大学, 2006 |  | Changchun | 2006.1.9-2006.1.9 | Family Dormitory Building | University |  |  |  |  | Newly Decorated |  | Opened for 6-8 h | [38 empty] | 90
463 | 79 | Duan:2006 | 段浩波. 东北师大校园室内空气中甲醛污染与控制方法研究[D]. 东北师范大学, 2006 |  | Changchun | 2006.2.9-2006.2.9 | Family Dormitory Building | University |  |  |  |  | Newly Decorated |  | Opened for 6-8 h | [38 empty] | 80
464 | 80 | Sun et al:2006 | 孙胜龙, 董艳, 孙婷婷,等. 东北地区室内有机挥发性污染物(VOCS)污染调查与研究[J]. 东北师大学报(自然科学), 2009, 41(1):117-122 |  | Changchun | 2006.11-2006.12 | Dormitory | University |  |  | 1 |  | More than 6 months after decoration |  | Closed for 10-12 h | [44 empty] | 0.045 |  |  |  | ppm |  | 0.053 |  |  |  | ppm |  | 0.39 |  |  |  | ppm |  | 0.27 |  |  |  | ppm
465 | 80 | Sun et al:2006 | 孙胜龙, 董艳, 孙婷婷,等. 东北地区室内有机挥发性污染物(VOCS)污染调查与研究[J]. 东北师大学报(自然科学), 2009, 41(1):117-122 |  | Changchun | 2007.3-2007.3 | Dormitory | University |  |  |  |  | More than 6 months after decoration |  | Closed for 10-12 h | [44 empty] | 0.045 |  |  |  | ppm |  | 0.053 |  |  |  | ppm |  | 0.325 |  |  |  | ppm |  | 0.162 |  |  |  | ppm
466 | 80 | Sun et al:2006 | 孙胜龙, 董艳, 孙婷婷,等. 东北地区室内有机挥发性污染物(VOCS)污染调查与研究[J]. 东北师大学报(自然科学), 2009, 41(1):117-122 |  | Changchun | 2006.11-2006.12 | Dormitory | University |  |  | 1 |  | More than 6 months after decoration |  | Closed for 10-12 h | [44 empty] | 0.135 |  |  |  | ppm |  | 0.265 |  |  |  | ppm |  | 0.325 |  |  |  | ppm |  | 0.162 |  |  |  | ppm
467 | 80 | Sun et al:2006 | 孙胜龙, 董艳, 孙婷婷,等. 东北地区室内有机挥发性污染物(VOCS)污染调查与研究[J]. 东北师大学报(自然科学), 2009, 41(1):117-122 |  | Changchun | 2007.3-2007.3 | Dormitory | University |  |  |  |  | More than 6 months after decoration |  | Closed for 10-12 h | [44 empty] | 0.09 |  |  |  | ppm |  | 0.212 |  |  |  | ppm |  | 0.195 |  |  |  | ppm |  | 0.108 |  |  |  | ppm
468 | 80 | Sun et al:2006 | 孙胜龙, 董艳, 孙婷婷,等. 东北地区室内有机挥发性污染物(VOCS)污染调查与研究[J]. 东北师大学报(自然科学), 2009, 41(1):117-122 |  | Changchun | 2006.11-2006.12 | Dormitory | University |  |  | 1 |  | More than 6 months after decoration |  | Closed for 10-12 h | [44 empty] | 0.09 |  |  |  | ppm |  | 0.212 |  |  |  | ppm |  | 0.455 |  |  |  | ppm |  | 0.324 |  |  |  | ppm
469 | 80 | Sun et al:2006 | 孙胜龙, 董艳, 孙婷婷,等. 东北地区室内有机挥发性污染物(VOCS)污染调查与研究[J]. 东北师大学报(自然科学), 2009, 41(1):117-122 |  | Changchun | 2007.3-2007.3 | Dormitory | University |  |  |  |  | More than 6 months after decoration |  | Closed for 10-12 h | [44 empty] | 0.09 |  |  |  | ppm |  | 0.106 |  |  |  | ppm |  | 0.26 |  |  |  | ppm |  | 0.108 |  |  |  | ppm
470 | 80 | Sun et al:2006 | 孙胜龙, 董艳, 孙婷婷,等. 东北地区室内有机挥发性污染物(VOCS)污染调查与研究[J]. 东北师大学报(自然科学), 2009, 41(1):117-122 |  | Changchun | 2006.11-2006.12 | Dormitory | University |  |  | 1 |  | More than 6 months after decoration |  | Closed for 10-12 h | [44 empty] | 0.135 |  |  |  | ppm |  | 0.106 |  |  |  | ppm |  | 1.3 |  |  |  | ppm |  | 0.27 |  |  |  | ppm
471 | 80 | Sun et al:2006 | 孙胜龙, 董艳, 孙婷婷,等. 东北地区室内有机挥发性污染物(VOCS)污染调查与研究[J]. 东北师大学报(自然科学), 2009, 41(1):117-122 |  | Changchun | 2007.3-2007.3 | Dormitory | University |  |  |  |  | More than 6 months after decoration |  | Closed for 10-12 h | [44 empty] | 0.09 |  |  |  | ppm |  | 0.106 |  |  |  | ppm |  | 0.975 |  |  |  | ppm |  | 0.162 |  |  |  | ppm
472 | 80 | Sun et al:2006 | 孙胜龙, 董艳, 孙婷婷,等. 东北地区室内有机挥发性污染物(VOCS)污染调查与研究[J]. 东北师大学报(自然科学), 2009, 41(1):117-122 |  | Changchun | 2006.11-2006.12 | Dormitory | University |  |  | 1 |  | More than 6 months after decoration |  | Closed for 10-12 h | [44 empty] | 0.135 |  |  |  | ppm |  | 0.053 |  |  |  | ppm |  | 0.52 |  |  |  | ppm |  | 0.324 |  |  |  | ppm
473 | 80 | Sun et al:2006 | 孙胜龙, 董艳, 孙婷婷,等. 东北地区室内有机挥发性污染物(VOCS)污染调查与研究[J]. 东北师大学报(自然科学), 2009, 41(1):117-122 |  | Changchun | 2007.3-2007.3 | Dormitory | University |  |  |  |  | More than 6 months after decoration |  | Closed for 10-12 h | [44 empty] | 0.045 |  |  |  | ppm |  | 0.106 |  |  |  | ppm |  | 0.26 |  |  |  | ppm |  | 0.108 |  |  |  | ppm
474 | 80 | Sun et al:2006 | 孙胜龙, 董艳, 孙婷婷,等. 东北地区室内有机挥发性污染物(VOCS)污染调查与研究[J]. 东北师大学报(自然科学), 2009, 41(1):117-122 |  | Changchun | 2006.11-2006.12 | Dormitory | University |  |  | 1 |  | More than 6 months after decoration |  | Closed for 10-12 h | [44 empty] | 0.18 |  |  |  | ppm |  | 0.106 |  |  |  | ppm |  | 0.585 |  |  |  | ppm |  | 0.216 |  |  |  | ppm
475 | 80 | Sun et al:2006 | 孙胜龙, 董艳, 孙婷婷,等. 东北地区室内有机挥发性污染物(VOCS)污染调查与研究[J]. 东北师大学报(自然科学), 2009, 41(1):117-122 |  | Changchun | 2007.3-2007.3 | Dormitory | University |  |  |  |  | More than 6 months after decoration |  | Closed for 10-12 h | [44 empty] | 0.18 |  |  |  | ppm |  | 0.106 |  |  |  | ppm |  | 0.325 |  |  |  | ppm |  | 0.108 |  |  |  | ppm
476 | 80 | Sun et al:2006 | 孙胜龙, 董艳, 孙婷婷,等. 东北地区室内有机挥发性污染物(VOCS)污染调查与研究[J]. 东北师大学报(自然科学), 2009, 41(1):117-122 |  | Changchun | 2006.11-2006.12 | Dormitory | University |  |  | 1 |  | More than 6 months after decoration |  | Closed for 10-12 h | [44 empty] | 0.045 |  |  |  | ppm |  | 0.159 |  |  |  | ppm |  | 0.585 |  |  |  | ppm |  | 0.27 |  |  |  | ppm
477 | 80 | Sun et al:2006 | 孙胜龙, 董艳, 孙婷婷,等. 东北地区室内有机挥发性污染物(VOCS)污染调查与研究[J]. 东北师大学报(自然科学), 2009, 41(1):117-122 |  | Changchun | 2007.3-2007.3 | Dormitory | University |  |  |  |  | More than 6 months after decoration |  | Closed for 10-12 h | [44 empty] | 0.09 |  |  |  | ppm |  | 0.106 |  |  |  | ppm |  | 0.325 |  |  |  | ppm |  | 0.054 |  |  |  | ppm
478 | 80 | Sun et al:2006 | 孙胜龙, 董艳, 孙婷婷,等. 东北地区室内有机挥发性污染物(VOCS)污染调查与研究[J]. 东北师大学报(自然科学), 2009, 41(1):117-122 |  | Changchun | 2006.11-2006.12 | Dormitory | University |  |  | 1 |  | More than 6 months after decoration |  | Closed for 10-12 h | [44 empty] | 0.09 |  |  |  | ppm |  | 0.053 |  |  |  | ppm |  | 0.325 |  |  |  | ppm |  | 0.27 |  |  |  | ppm
479 | 80 | Sun et al:2006 | 孙胜龙, 董艳, 孙婷婷,等. 东北地区室内有机挥发性污染物(VOCS)污染调查与研究[J]. 东北师大学报(自然科学), 2009, 41(1):117-122 |  | Changchun | 2007.3-2007.3 | Dormitory | University |  |  |  |  | More than 6 months after decoration |  | Closed for 10-12 h | [44 empty] | 0.045 |  |  |  | ppm |  | 0.053 |  |  |  | ppm |  | 0.195 |  |  |  | ppm |  | 0.108 |  |  |  | ppm
480 | 80 | Sun et al:2006 | 孙胜龙, 董艳, 孙婷婷,等. 东北地区室内有机挥发性污染物(VOCS)污染调查与研究[J]. 东北师大学报(自然科学), 2009, 41(1):117-122 |  | Changchun | 2006.11-2006.12 | Dormitory | University |  |  | 1 |  | More than 6 months after decoration |  | Closed for 10-12 h | [44 empty] | 0.045 |  |  |  | ppm |  | 0.106 |  |  |  | ppm |  | 0.26 |  |  |  | ppm |  | 0.324 |  |  |  | ppm
481 | 80 | Sun et al:2006 | 孙胜龙, 董艳, 孙婷婷,等. 东北地区室内有机挥发性污染物(VOCS)污染调查与研究[J]. 东北师大学报(自然科学), 2009, 41(1):117-122 |  | Changchun | 2007.3-2007.3 | Dormitory | University |  |  |  |  | More than 6 months after decoration |  | Closed for 10-12 h | [44 empty] | 0.045 |  |  |  | ppm |  | 0.106 |  |  |  | ppm |  | 0.26 |  |  |  | ppm |  | 0.108 |  |  |  | ppm
482 | 80 | Sun et al:2006 | 孙胜龙, 董艳, 孙婷婷,等. 东北地区室内有机挥发性污染物(VOCS)污染调查与研究[J]. 东北师大学报(自然科学), 2009, 41(1):117-122 |  | Changchun | 2006.11-2006.12 | Dormitory | University |  |  | 1 |  | More than 6 months after decoration |  | Closed for 10-12 h | [44 empty] | 0.09 |  |  |  | ppm |  | 0.212 |  |  |  | ppm |  | 0.065 |  |  |  | ppm |  | 0.27 |  |  |  | ppm
483 | 80 | Sun et al:2006 | 孙胜龙, 董艳, 孙婷婷,等. 东北地区室内有机挥发性污染物(VOCS)污染调查与研究[J]. 东北师大学报(自然科学), 2009, 41(1):117-122 |  | Changchun | 2007.3-2007.3 | Dormitory | University |  |  |  |  | More than 6 months after decoration |  | Closed for 10-12 h | [44 empty] | 0.045 |  |  |  | ppm |  | 0.106 |  |  |  | ppm |  | 0.045 |  |  |  | ppm |  | 0.054 |  |  |  | ppm
484 | 80 | Sun et al:2006 | 孙胜龙, 董艳, 孙婷婷,等. 东北地区室内有机挥发性污染物(VOCS)污染调查与研究[J]. 东北师大学报(自然科学), 2009, 41(1):117-122 |  | Changchun | 2006.11-2006.12 | Dormitory | University |  |  | 1 |  | More than 6 months after decoration |  | Closed for 10-12 h | [44 empty] | 0.135 |  |  |  | ppm |  | 0.106 |  |  |  | ppm |  | 0.26 |  |  |  | ppm |  | 0.216 |  |  |  | ppm
485 | 80 | Sun et al:2006 | 孙胜龙, 董艳, 孙婷婷,等. 东北地区室内有机挥发性污染物(VOCS)污染调查与研究[J]. 东北师大学报(自然科学), 2009, 41(1):117-122 |  | Changchun | 2007.3-2007.3 | Dormitory | University |  |  |  |  | More than 6 months after decoration |  | Closed for 10-12 h | [44 empty] | 0.09 |  |  |  | ppm |  | 0.106 |  |  |  | ppm |  | 0.26 |  |  |  | ppm |  | 0.108 |  |  |  | ppm
486 | 80 | Sun et al:2006 | 孙胜龙, 董艳, 孙婷婷,等. 东北地区室内有机挥发性污染物(VOCS)污染调查与研究[J]. 东北师大学报(自然科学), 2009, 41(1):117-122 |  | Changchun | 2006.11-2006.12 | Dormitory | University |  |  | 1 |  | More than 6 months after decoration |  | Closed for 10-12 h | [44 empty] | 0.18 |  |  |  | ppm |  | 0.053 |  |  |  | ppm |  | 0.195 |  |  |  | ppm |  | 0.162 |  |  |  | ppm
487 | 80 | Sun et al:2006 | 孙胜龙, 董艳, 孙婷婷,等. 东北地区室内有机挥发性污染物(VOCS)污染调查与研究[J]. 东北师大学报(自然科学), 2009, 41(1):117-122 |  | Changchun | 2007.3-2007.3 | Dormitory | University |  |  |  |  | More than 6 months after decoration |  | Closed for 10-12 h | [44 empty] | 0.045 |  |  |  | ppm |  | 0.053 |  |  |  | ppm |  | 0.195 |  |  |  | ppm |  | 0.054 |  |  |  | ppm
488 | 80 | Sun et al:2006 | 孙胜龙, 董艳, 孙婷婷,等. 东北地区室内有机挥发性污染物(VOCS)污染调查与研究[J]. 东北师大学报(自然科学), 2009, 41(1):117-122 |  | Changchun | 2006.11-2006.12 | Dormitory | University |  |  | 1 |  | More than 6 months after decoration |  | Closed for 10-12 h | [44 empty] | 0.09 |  |  |  | ppm |  | 0.106 |  |  |  | ppm |  | 0.13 |  |  |  | ppm |  | 0.108 |  |  |  | ppm
489 | 80 | Sun et al:2006 | 孙胜龙, 董艳, 孙婷婷,等. 东北地区室内有机挥发性污染物(VOCS)污染调查与研究[J]. 东北师大学报(自然科学), 2009, 41(1):117-122 |  | Changchun | 2007.3-2007.3 | Dormitory | University |  |  |  |  | More than 6 months after decoration |  | Closed for 10-12 h | [44 empty] | 0.09 |  |  |  | ppm |  | 0.053 |  |  |  | ppm |  | 0.045 |  |  |  | ppm |  | 0.054 |  |  |  | ppm
490 | 80 | Sun et al:2006 | 孙胜龙, 董艳, 孙婷婷,等. 东北地区室内有机挥发性污染物(VOCS)污染调查与研究[J]. 东北师大学报(自然科学), 2009, 41(1):117-122 |  | Changchun | 2006.11-2006.12 | Dormitory | University |  |  | 1 |  | More than 6 months after decoration |  | Closed for 10-12 h | [44 empty] | 0.045 |  |  |  | ppm |  | 0.159 |  |  |  | ppm |  | 0.13 |  |  |  | ppm |  | 0.27 |  |  |  | ppm
491 | 80 | Sun et al:2006 | 孙胜龙, 董艳, 孙婷婷,等. 东北地区室内有机挥发性污染物(VOCS)污染调查与研究[J]. 东北师大学报(自然科学), 2009, 41(1):117-122 |  | Changchun | 2007.3-2007.3 | Dormitory | University |  |  |  |  | More than 6 months after decoration |  | Closed for 10-12 h | [44 empty] | 0.045 |  |  |  | ppm |  | 0.053 |  |  |  | ppm |  | 0.045 |  |  |  | ppm |  | 0.108 |  |  |  | ppm
492 | 80 | Sun et al:2006 | 孙胜龙, 董艳, 孙婷婷,等. 东北地区室内有机挥发性污染物(VOCS)污染调查与研究[J]. 东北师大学报(自然科学), 2009, 41(1):117-122 |  | Changchun | 2006.11-2006.12 | Dormitory | University |  |  | 1 |  | More than 6 months after decoration |  | Closed for 10-12 h | [44 empty] | 0.045 |  |  |  | ppm |  | 0.053 |  |  |  | ppm |  | 0.065 |  |  |  | ppm |  | 0.054 |  |  |  | ppm
493 | 80 | Sun et al:2006 | 孙胜龙, 董艳, 孙婷婷,等. 东北地区室内有机挥发性污染物(VOCS)污染调查与研究[J]. 东北师大学报(自然科学), 2009, 41(1):117-122 |  | Changchun | 2007.3-2007.3 | Dormitory | University |  |  |  |  | More than 6 months after decoration |  | Closed for 10-12 h | [44 empty] | 0.045 |  |  |  | ppm | [5 empty] | ppm |  | 0.045 |  |  |  | ppm |  | 0.054 |  |  |  | ppm
494 | 80 | Sun et al:2006 | 孙胜龙, 董艳, 孙婷婷,等. 东北地区室内有机挥发性污染物(VOCS)污染调查与研究[J]. 东北师大学报(自然科学), 2009, 41(1):117-122 |  | Changchun | 2006.11-2006.12 | Dormitory | University |  |  | 1 |  | More than 6 months after decoration |  | Closed for 10-12 h | [44 empty] | 0.045 |  |  |  | ppm |  | 0.212 |  |  |  | ppm |  | 0.065 |  |  |  | ppm |  | 0.108 |  |  |  | ppm
495 | 80 | Sun et al:2006 | 孙胜龙, 董艳, 孙婷婷,等. 东北地区室内有机挥发性污染物(VOCS)污染调查与研究[J]. 东北师大学报(自然科学), 2009, 41(1):117-122 |  | Changchun | 2007.3-2007.3 | Dormitory | University |  |  |  |  | More than 6 months after decoration |  | Closed for 10-12 h | [44 empty] | 0.09 |  |  |  | ppm |  | 0.106 |  |  |  | ppm |  | 0.045 |  |  |  | ppm |  | 0.054 |  |  |  | ppm
496 | 80 | Sun et al:2006 | 孙胜龙, 董艳, 孙婷婷,等. 东北地区室内有机挥发性污染物(VOCS)污染调查与研究[J]. 东北师大学报(自然科学), 2009, 41(1):117-122 |  | Changchun | 2006.11-2006.12 | Dormitory | University |  |  | 1 |  | More than 6 months after decoration |  | Closed for 10-12 h | [44 empty] | 0.09 |  |  |  | ppm |  | 0.265 |  |  |  | ppm |  | 0.065 |  |  |  | ppm |  | 0.162 |  |  |  | ppm
497 | 80 | Sun et al:2006 | 孙胜龙, 董艳, 孙婷婷,等. 东北地区室内有机挥发性污染物(VOCS)污染调查与研究[J]. 东北师大学报(自然科学), 2009, 41(1):117-122 |  | Changchun | 2007.3-2007.3 | Dormitory | University |  |  |  |  | More than 6 months after decoration |  | Closed for 10-12 h | [44 empty] | 0.045 |  |  |  | ppm |  | 0.159 |  |  |  | ppm |  | 0.045 |  |  |  | ppm |  | 0.108 |  |  |  | ppm
498 | 80 | Sun et al:2006 | 孙胜龙, 董艳, 孙婷婷,等. 东北地区室内有机挥发性污染物(VOCS)污染调查与研究[J]. 东北师大学报(自然科学), 2009, 41(1):117-122 |  | Changchun | 2006.11-2006.12 | Dormitory | University |  |  | 1 |  | More than 6 months after decoration |  | Closed for 10-12 h | [44 empty] | 0.09 |  |  |  | ppm |  | 0.265 |  |  |  | ppm |  | 0.13 |  |  |  | ppm |  | 0.216 |  |  |  | ppm
499 | 80 | Sun et al:2006 | 孙胜龙, 董艳, 孙婷婷,等. 东北地区室内有机挥发性污染物(VOCS)污染调查与研究[J]. 东北师大学报(自然科学), 2009, 41(1):117-122 |  | Changchun | 2007.3-2007.3 | Dormitory | University |  |  |  |  | More than 6 months after decoration |  | Closed for 10-12 h | [44 empty] | 0.045 |  |  |  | ppm |  | 0.212 |  |  |  | ppm |  | 0.195 |  |  |  | ppm |  | 0.054 |  |  |  | ppm
500 | 80 | Sun et al:2006 | 孙胜龙, 董艳, 孙婷婷,等. 东北地区室内有机挥发性污染物(VOCS)污染调查与研究[J]. 东北师大学报(自然科学), 2009, 41(1):117-122 |  | Changchun | 2006.11-2006.12 | Dormitory | University |  |  | 1 |  | More than 6 months after decoration |  | Closed for 10-12 h | [44 empty] | 0.135 |  |  |  | ppm |  | 0.106 |  |  |  | ppm |  | 0.26 |  |  |  | ppm |  | 0.27 |  |  |  | ppm
501 | 80 | Sun et al:2006 | 孙胜龙, 董艳, 孙婷婷,等. 东北地区室内有机挥发性污染物(VOCS)污染调查与研究[J]. 东北师大学报(自然科学), 2009, 41(1):117-122 |  | Changchun | 2007.3-2007.3 | Dormitory | University |  |  |  |  | More than 6 months after decoration |  | Closed for 10-12 h | [44 empty] | 0.09 |  |  |  | ppm |  | 0.053 |  |  |  | ppm |  | 0.195 |  |  |  | ppm |  | 0.054 |  |  |  | ppm
502 | 80 | Sun et al:2006 | 孙胜龙, 董艳, 孙婷婷,等. 东北地区室内有机挥发性污染物(VOCS)污染调查与研究[J]. 东北师大学报(自然科学), 2009, 41(1):117-122 |  | Changchun | 2006.11-2006.12 | Dormitory | University |  |  | 1 |  | More than 6 months after decoration |  | Closed for 10-12 h | [44 empty] | 0.18 |  |  |  | ppm |  | 0.053 |  |  |  | ppm |  | 0.195 |  |  |  | ppm |  | 0.216 |  |  |  | ppm
503 | 80 | Sun et al:2006 | 孙胜龙, 董艳, 孙婷婷,等. 东北地区室内有机挥发性污染物(VOCS)污染调查与研究[J]. 东北师大学报(自然科学), 2009, 41(1):117-122 |  | Changchun | 2007.3-2007.3 | Dormitory | University |  |  |  |  | More than 6 months after decoration |  | Closed for 10-12 h | [44 empty] | 0.045 |  |  |  | ppm |  | 0.053 |  |  |  | ppm |  | 0.13 |  |  |  | ppm |  | 0.054 |  |  |  | ppm
504 | 80 | Sun et al:2006 | 孙胜龙, 董艳, 孙婷婷,等. 东北地区室内有机挥发性污染物(VOCS)污染调查与研究[J]. 东北师大学报(自然科学), 2009, 41(1):117-122 |  | Changchun | 2006.11-2006.12 | Office | University |  |  | 1 |  |  |  | Closed for 10-12 h | [44 empty] | 0.045 |  |  |  | ppm |  | 0.159 |  |  |  | ppm |  | 0.065 |  |  |  | ppm |  | 0.108 |  |  |  | ppm
505 | 80 | Sun et al:2006 | 孙胜龙, 董艳, 孙婷婷,等. 东北地区室内有机挥发性污染物(VOCS)污染调查与研究[J]. 东北师大学报(自然科学), 2009, 41(1):117-122 |  | Changchun | 2007.3-2007.3 | Office | University | [6 empty] | Closed for 10-12 h | [44 empty] | 0.045 |  |  |  | ppm |  | 0.106 |  |  |  | ppm |  | 0.13 |  |  |  | ppm |  | 0.054 |  |  |  | ppm
506 | 80 | Sun et al:2006 | 孙胜龙, 董艳, 孙婷婷,等. 东北地区室内有机挥发性污染物(VOCS)污染调查与研究[J]. 东北师大学报(自然科学), 2009, 41(1):117-122 |  | Changchun | 2006.11-2006.12 | Office | University |  |  | 1 |  |  |  | Closed for 10-12 h | [44 empty] | 0.045 |  |  |  | ppm |  | 0.106 |  |  |  | ppm |  | 0.065 |  |  |  | ppm |  | 0.054 |  |  |  | ppm
507 | 80 | Sun et al:2006 | 孙胜龙, 董艳, 孙婷婷,等. 东北地区室内有机挥发性污染物(VOCS)污染调查与研究[J]. 东北师大学报(自然科学), 2009, 41(1):117-122 |  | Changchun | 2007.3-2007.3 | Office | University | [6 empty] | Closed for 10-12 h | [44 empty] | 0.045 |  |  |  | ppm |  | 0.053 |  |  |  | ppm |  | 0.195 |  |  |  | ppm |  | 0.054 |  |  |  | ppm
508 | 80 | Sun et al:2006 | 孙胜龙, 董艳, 孙婷婷,等. 东北地区室内有机挥发性污染物(VOCS)污染调查与研究[J]. 东北师大学报(自然科学), 2009, 41(1):117-122 |  | Changchun | 2006.11-2006.12 | Office | University |  |  | 1 |  |  |  | Closed for 10-12 h | [44 empty] | 0.045 |  |  |  | ppm |  | 0.053 |  |  |  | ppm |  | 0.26 |  |  |  | ppm |  | 0.108 |  |  |  | ppm
509 | 80 | Sun et al:2006 | 孙胜龙, 董艳, 孙婷婷,等. 东北地区室内有机挥发性污染物(VOCS)污染调查与研究[J]. 东北师大学报(自然科学), 2009, 41(1):117-122 |  | Changchun | 2007.3-2007.3 | Office | University | [6 empty] | Closed for 10-12 h | [44 empty] | 0.045 |  |  |  | ppm |  | 0.053 |  |  |  | ppm |  | 0.195 |  |  |  | ppm |  | 0.108 |  |  |  | ppm
510 | 80 | Sun et al:2006 | 孙胜龙, 董艳, 孙婷婷,等. 东北地区室内有机挥发性污染物(VOCS)污染调查与研究[J]. 东北师大学报(自然科学), 2009, 41(1):117-122 |  | Changchun | 2006.11-2006.12 | Office | University |  |  | 1 |  |  |  | Closed for 10-12 h | [44 empty] | 0.045 |  |  |  | ppm |  | 0.053 |  |  |  | ppm |  | 0.195 |  |  |  | ppm |  | 0.216 |  |  |  | ppm
511 | 80 | Sun et al:2006 | 孙胜龙, 董艳, 孙婷婷,等. 东北地区室内有机挥发性污染物(VOCS)污染调查与研究[J]. 东北师大学报(自然科学), 2009, 41(1):117-122 |  | Changchun | 2007.3-2007.3 | Office | University | [6 empty] | Closed for 10-12 h | [44 empty] | 0.045 |  |  |  | ppm |  | 0.053 |  |  |  | ppm |  | 0.26 |  |  |  | ppm |  | 0.108 |  |  |  | ppm
512 | 80 | Sun et al:2006 | 孙胜龙, 董艳, 孙婷婷,等. 东北地区室内有机挥发性污染物(VOCS)污染调查与研究[J]. 东北师大学报(自然科学), 2009, 41(1):117-122 |  | Changchun | 2006.11-2006.12 | Office | University |  |  | 1 |  |  |  | Closed for 10-12 h | [44 empty] | 0.225 |  |  |  | ppm |  | 0.106 |  |  |  | ppm |  | 0.195 |  |  |  | ppm |  | 0.216 |  |  |  | ppm
513 | 80 | Sun et al:2006 | 孙胜龙, 董艳, 孙婷婷,等. 东北地区室内有机挥发性污染物(VOCS)污染调查与研究[J]. 东北师大学报(自然科学), 2009, 41(1):117-122 |  | Changchun | 2007.3-2007.3 | Office | University | [6 empty] | Closed for 10-12 h | [44 empty] | 0.135 |  |  |  | ppm | [5 empty] | ppm |  | 0.13 |  |  |  | ppm |  | 0.054 |  |  |  | ppm
514 | 80 | Sun et al:2006 | 孙胜龙, 董艳, 孙婷婷,等. 东北地区室内有机挥发性污染物(VOCS)污染调查与研究[J]. 东北师大学报(自然科学), 2009, 41(1):117-122 |  | Changchun | 2006.11-2006.12 | Office | University |  |  | 1 |  |  |  | Closed for 10-12 h | [44 empty] | 0.225 |  |  |  | ppm |  | 0.159 |  |  |  | ppm |  | 0.195 |  |  |  | ppm |  | 0.27 |  |  |  | ppm
515 | 80 | Sun et al:2006 | 孙胜龙, 董艳, 孙婷婷,等. 东北地区室内有机挥发性污染物(VOCS)污染调查与研究[J]. 东北师大学报(自然科学), 2009, 41(1):117-122 |  | Changchun | 2007.3-2007.3 | Office | University | [6 empty] | Closed for 10-12 h | [44 empty] | 0.08 |  |  |  | ppm |  | 0.106 |  |  |  | ppm |  | 0.13 |  |  |  | ppm |  | 0.108 |  |  |  | ppm
516 | 80 | Sun et al:2006 | 孙胜龙, 董艳, 孙婷婷,等. 东北地区室内有机挥发性污染物(VOCS)污染调查与研究[J]. 东北师大学报(自然科学), 2009, 41(1):117-122 |  | Changchun | 2006.11-2006.12 | Office | University |  |  | 1 |  |  |  | Closed for 10-12 h | [44 empty] | 0.045 |  |  |  | ppm |  | 0.106 |  |  |  | ppm |  | 0.065 |  |  |  | ppm |  | 0.154 |  |  |  | ppm
517 | 80 | Sun et al:2006 | 孙胜龙, 董艳, 孙婷婷,等. 东北地区室内有机挥发性污染物(VOCS)污染调查与研究[J]. 东北师大学报(自然科学), 2009, 41(1):117-122 |  | Changchun | 2007.3-2007.3 | Office | University | [6 empty] | Closed for 10-12 h | [44 empty] | 0.045 |  |  |  | ppm |  | 0.053 |  |  |  | ppm |  | 0.045 |  |  |  | ppm |  | 0.054 |  |  |  | ppm
518 | 80 | Sun et al:2006 | 孙胜龙, 董艳, 孙婷婷,等. 东北地区室内有机挥发性污染物(VOCS)污染调查与研究[J]. 东北师大学报(自然科学), 2009, 41(1):117-122 |  | Changchun | 2006.11-2006.12 | Office | University |  |  | 1 |  |  |  | Closed for 10-12 h | [44 empty] | 0.09 |  |  |  | ppm |  | 0.053 |  |  |  | ppm |  | 0.065 |  |  |  | ppm |  | 0.162 |  |  |  | ppm
519 | 80 | Sun et al:2006 | 孙胜龙, 董艳, 孙婷婷,等. 东北地区室内有机挥发性污染物(VOCS)污染调查与研究[J]. 东北师大学报(自然科学), 2009, 41(1):117-122 |  | Changchun | 2007.3-2007.3 | Office | University | [6 empty] | Closed for 10-12 h | [44 empty] | 0.045 |  |  |  | ppm |  | 0.053 |  |  |  | ppm |  | 0.045 |  |  |  | ppm |  | 0.054 |  |  |  | ppm
520 | 80 | Sun et al:2006 | 孙胜龙, 董艳, 孙婷婷,等. 东北地区室内有机挥发性污染物(VOCS)污染调查与研究[J]. 东北师大学报(自然科学), 2009, 41(1):117-122 |  | Changchun | 2006.11-2006.12 | Office | University |  |  | 1 |  |  |  | Closed for 10-12 h | [44 empty] | 0.045 |  |  |  | ppm |  | 0.053 |  |  |  | ppm |  | 0.13 |  |  |  | ppm |  | 0.108 |  |  |  | ppm
521 | 80 | Sun et al:2006 | 孙胜龙, 董艳, 孙婷婷,等. 东北地区室内有机挥发性污染物(VOCS)污染调查与研究[J]. 东北师大学报(自然科学), 2009, 41(1):117-122 |  | Changchun | 2007.3-2007.3 | Office | University | [6 empty] | Closed for 10-12 h | [44 empty] | 0.045 |  |  |  | ppm |  | 0.053 |  |  |  | ppm |  | 0.045 |  |  |  | ppm |  | 0.108 |  |  |  | ppm
522 | 80 | Sun et al:2006 | 孙胜龙, 董艳, 孙婷婷,等. 东北地区室内有机挥发性污染物(VOCS)污染调查与研究[J]. 东北师大学报(自然科学), 2009, 41(1):117-122 |  | Changchun | 2006.11-2006.12 | Laboratory | University |  |  | 1 |  |  |  | Closed for 10-12 h | [44 empty] | 0.18 |  |  |  | ppm |  | 0.212 |  |  |  | ppm |  | 0.195 |  |  |  | ppm |  | 0.054 |  |  |  | ppm
523 | 80 | Sun et al:2006 | 孙胜龙, 董艳, 孙婷婷,等. 东北地区室内有机挥发性污染物(VOCS)污染调查与研究[J]. 东北师大学报(自然科学), 2009, 41(1):117-122 |  | Changchun | 2007.3-2007.3 | Laboratory | University | [6 empty] | Closed for 10-12 h | [44 empty] | 0.09 |  |  |  | ppm |  | 0.159 |  |  |  | ppm |  | 0.195 |  |  |  | ppm |  | 0.054 |  |  |  | ppm
524 | 80 | Sun et al:2006 | 孙胜龙, 董艳, 孙婷婷,等. 东北地区室内有机挥发性污染物(VOCS)污染调查与研究[J]. 东北师大学报(自然科学), 2009, 41(1):117-122 |  | Changchun | 2006.11-2006.12 | Laboratory | University |  |  | 1 |  |  |  | Closed for 10-12 h | [44 empty] | 0.18 |  |  |  | ppm |  | 0.265 |  |  |  | ppm |  | 0.26 |  |  |  | ppm |  | 0.108 |  |  |  | ppm
525 | 80 | Sun et al:2006 | 孙胜龙, 董艳, 孙婷婷,等. 东北地区室内有机挥发性污染物(VOCS)污染调查与研究[J]. 东北师大学报(自然科学), 2009, 41(1):117-122 |  | Changchun | 2007.3-2007.3 | Laboratory | University | [6 empty] | Closed for 10-12 h | [44 empty] | 0.09 |  |  |  | ppm |  | 0.212 |  |  |  | ppm |  | 0.13 |  |  |  | ppm |  | 0.108 |  |  |  | ppm
526 | 80 | Sun et al:2006 | 孙胜龙, 董艳, 孙婷婷,等. 东北地区室内有机挥发性污染物(VOCS)污染调查与研究[J]. 东北师大学报(自然科学), 2009, 41(1):117-122 |  | Changchun | 2006.11-2006.12 | Laboratory | University |  |  | 1 |  |  |  | Closed for 10-12 h | [44 empty] | 0.135 |  |  |  | ppm |  | 0.265 |  |  |  | ppm |  | 0.195 |  |  |  | ppm |  | 0.054 |  |  |  | ppm
527 | 80 | Sun et al:2006 | 孙胜龙, 董艳, 孙婷婷,等. 东北地区室内有机挥发性污染物(VOCS)污染调查与研究[J]. 东北师大学报(自然科学), 2009, 41(1):117-122 |  | Changchun | 2007.3-2007.3 | Laboratory | University | [6 empty] | Closed for 10-12 h | [44 empty] | 0.045 |  |  |  | ppm |  | 0.212 |  |  |  | ppm |  | 0.045 |  |  |  | ppm |  | 0.054 |  |  |  | ppm
528 | 80 | Sun et al:2006 | 孙胜龙, 董艳, 孙婷婷,等. 东北地区室内有机挥发性污染物(VOCS)污染调查与研究[J]. 东北师大学报(自然科学), 2009, 41(1):117-122 |  | Changchun | 2006.11-2006.12 | Laboratory | University |  |  | 1 |  |  |  | Closed for 10-12 h | [44 empty] | 0.09 |  |  |  | ppm |  | 0.053 |  |  |  | ppm |  | 0.13 |  |  |  | ppm |  | 0.054 |  |  |  | ppm
529 | 80 | Sun et al:2006 | 孙胜龙, 董艳, 孙婷婷,等. 东北地区室内有机挥发性污染物(VOCS)污染调查与研究[J]. 东北师大学报(自然科学), 2009, 41(1):117-122 |  | Changchun | 2007.3-2007.3 | Laboratory | University | [6 empty] | Closed for 10-12 h | [44 empty] | 0.045 |  |  |  | ppm | [5 empty] | ppm |  | 0.045 |  |  |  | ppm |  | 0.054 |  |  |  | ppm
530 | 80 | Sun et al:2006 | 孙胜龙, 董艳, 孙婷婷,等. 东北地区室内有机挥发性污染物(VOCS)污染调查与研究[J]. 东北师大学报(自然科学), 2009, 41(1):117-122 |  | Changchun | 2006.11-2006.12 | Laboratory | University |  |  | 1 |  |  |  | Closed for 10-12 h | [44 empty] | 0.135 |  |  |  | ppm |  | 0.053 |  |  |  | ppm |  | 0.13 |  |  |  | ppm |  | 0.108 |  |  |  | ppm
531 | 80 | Sun et al:2006 | 孙胜龙, 董艳, 孙婷婷,等. 东北地区室内有机挥发性污染物(VOCS)污染调查与研究[J]. 东北师大学报(自然科学), 2009, 41(1):117-122 |  | Changchun | 2007.3-2007.3 | Laboratory | University | [6 empty] | Closed for 10-12 h | [44 empty] | 0.09 |  |  |  | ppm |  | 0.053 |  |  |  | ppm |  | 0.045 |  |  |  | ppm |  | 0.108 |  |  |  | ppm
532 | 80 | Sun et al:2006 | 孙胜龙, 董艳, 孙婷婷,等. 东北地区室内有机挥发性污染物(VOCS)污染调查与研究[J]. 东北师大学报(自然科学), 2009, 41(1):117-122 |  | Changchun | 2006.11-2006.12 | Lecture Hall | School history museum | University |  | 1 |  |  |  | Closed for 10-12 h | [44 empty] | 0.225 |  |  |  | ppm |  | 0.318 |  |  |  | ppm |  | 0.065 |  |  |  | ppm |  | 0.486 |  |  |  | ppm
533 | 80 | Sun et al:2006 | 孙胜龙, 董艳, 孙婷婷,等. 东北地区室内有机挥发性污染物(VOCS)污染调查与研究[J]. 东北师大学报(自然科学), 2009, 41(1):117-122 |  | Changchun | 2007.3-2007.3 | Lecture Hall | School history museum | University | [5 empty] | Closed for 10-12 h | [44 empty] | 0.18 |  |  |  | ppm |  | 0.159 |  |  |  | ppm |  | 0.13 |  |  |  | ppm |  | 0.27 |  |  |  | ppm
534 | 80 | Sun et al:2006 | 孙胜龙, 董艳, 孙婷婷,等. 东北地区室内有机挥发性污染物(VOCS)污染调查与研究[J]. 东北师大学报(自然科学), 2009, 41(1):117-122 |  | Changchun | 2006.11-2006.12 | Copy Room | University |  |  | 1 |  |  |  | Closed for 10-12 h | [44 empty] | 0.18 |  |  |  | ppm |  | 0.265 |  |  |  | ppm |  | 0.26 |  |  |  | ppm |  | 0.432 |  |  |  | ppm
535 | 80 | Sun et al:2006 | 孙胜龙, 董艳, 孙婷婷,等. 东北地区室内有机挥发性污染物(VOCS)污染调查与研究[J]. 东北师大学报(自然科学), 2009, 41(1):117-122 |  | Changchun | 2007.3-2007.3 | Copy Room | University | [6 empty] | Closed for 10-12 h | [44 empty] | 0.135 |  |  |  | ppm |  | 0.106 |  |  |  | ppm |  | 0.26 |  |  |  | ppm |  | 0.216 |  |  |  | ppm
536 | 80 | Sun et al:2006 | 孙胜龙, 董艳, 孙婷婷,等. 东北地区室内有机挥发性污染物(VOCS)污染调查与研究[J]. 东北师大学报(自然科学), 2009, 41(1):117-122 |  | Changchun | 2006.11-2006.12 | Copy Room | University |  |  | 1 |  |  |  | Closed for 10-12 h | [44 empty] | 0.27 |  |  |  | ppm |  | 0.106 |  |  |  | ppm |  | 0.455 |  |  |  | ppm |  | 0.378 |  |  |  | ppm
537 | 80 | Sun et al:2006 | 孙胜龙, 董艳, 孙婷婷,等. 东北地区室内有机挥发性污染物(VOCS)污染调查与研究[J]. 东北师大学报(自然科学), 2009, 41(1):117-122 |  | Changchun | 2007.3-2007.3 | Copy Room | University | [6 empty] | Closed for 10-12 h | [44 empty] | 0.18 |  |  |  | ppm |  | 0.106 |  |  |  | ppm |  | 0.325 |  |  |  | ppm |  | 0.216 |  |  |  | ppm
538 | 80 | Sun et al:2006 | 孙胜龙, 董艳, 孙婷婷,等. 东北地区室内有机挥发性污染物(VOCS)污染调查与研究[J]. 东北师大学报(自然科学), 2009, 41(1):117-122 |  | Changchun | 2006.11-2006.12 | Copy Room | University |  |  | 1 |  |  |  | Closed for 10-12 h | [44 empty] | 0.315 |  |  |  | ppm |  | 0.159 |  |  |  | ppm |  | 0.39 |  |  |  | ppm |  | 0.432 |  |  |  | ppm
539 | 80 | Sun et al:2006 | 孙胜龙, 董艳, 孙婷婷,等. 东北地区室内有机挥发性污染物(VOCS)污染调查与研究[J]. 东北师大学报(自然科学), 2009, 41(1):117-122 |  | Changchun | 2007.3-2007.3 | Copy Room | University | [6 empty] | Closed for 10-12 h | [44 empty] | 0.27 |  |  |  | ppm |  | 0.053 |  |  |  | ppm |  | 0.26 |  |  |  | ppm |  | 0.324 |  |  |  | ppm
540 | 81 | Bao:2006 | 鲍缇夕. 高等职业技术学校学生宿舍空气中常见污染物现况调查[J]. 山西医药杂志, 2006, 35(5):410-411 | 10.3969/j.issn.0253-9926.2006.05.013 | Qinghai | 2005.6 | Dormitory | University |  | 1 | 3 | varied |  |  | Normal | [6 empty] | 0.06 | 0.012 | 0.05 | 0.09 | % | Samples:11 | 93 | 57 | 12 | 17 | Samples:12 | [21 empty] | 7 | 2 | 5 | 10 | Samples:8 | [31 empty] | 1463 | 982 | 629 | 3931 | Samples:11 | [19 empty] | 33 | 10 | 21 | 51 |  | Samples:11 | 29 | 7 | 15 | 39 | Samples:12 |  | Sample numbers are varied
541 | 81 | Bao:2006 | 鲍缇夕. 高等职业技术学校学生宿舍空气中常见污染物现况调查[J]. 山西医药杂志, 2006, 35(5):410-411 | 10.3969/j.issn.0253-9926.2006.05.013 | Qinghai | 2005.6 | Dormitory | University |  | 1 | 3 | 12 |  |  | Normal | [6 empty] | 0.058 | 0.01 | 0.05 | 0.08 | % |  | 149 | 38 | 100 | 240 | [22 empty] | 6 | 3 | 2 | 10 | [32 empty] | 1116 | 1065 | 315 | 4089 | Samples:10 | [19 empty] | 27 | 10 | 10 | 39 |  |  | 11 | 6 | 4 | 22
542 | 82 | Hu et al:2013 | 胡纯, 王丽玲, 龚文琪. 高校图书馆室内环境质量的调查与评价研究[J]. 安全与环境工程, 2013, 20(5):22-27 | 10.3969/j.issn.1671-1556.2013.05.006 | Wuhan | 2012（assumed） | Stacks | library | University | 1 | 1 |  |  |  | Normal | [38 empty] | 48 |  | 31 | 62 | [32 empty] | 7 |  | 4 | 11 | 个/皿 | [7 empty] | 114.7
543 | 82 | Hu et al:2013 | 胡纯, 王丽玲, 龚文琪. 高校图书馆室内环境质量的调查与评价研究[J]. 安全与环境工程, 2013, 20(5):22-27 | 10.3969/j.issn.1671-1556.2013.05.006 | Wuhan | 2012（assumed） | Reading room | library | University |  | 1 |  |  |  | Natural 、Air conditioning ventilation | [38 empty] | 21 |  | 15 | 35 | [32 empty] | 5.4 |  | 1 | 12 | 个/皿 | [7 empty] | 110.8
544 | 82 | Hu et al:2013 | 胡纯, 王丽玲, 龚文琪. 高校图书馆室内环境质量的调查与评价研究[J]. 安全与环境工程, 2013, 20(5):22-27 | 10.3969/j.issn.1671-1556.2013.05.006 | Wuhan | 2012（assumed） | Stacks | library | University |  | 1 |  |  |  | Exhaust fan、natural ventilation | [38 empty] | 50 |  | 34 | 65 | [32 empty] | 7 |  | 4 | 15 | 个/皿 | [7 empty] | 107.3
545 | 82 | Hu et al:2013 | 胡纯, 王丽玲, 龚文琪. 高校图书馆室内环境质量的调查与评价研究[J]. 安全与环境工程, 2013, 20(5):22-27 | 10.3969/j.issn.1671-1556.2013.05.006 | Wuhan | 2012（assumed） | Study Room | library | University |  | 1 |  |  |  | Normal | [38 empty] | 24 |  | 9 | 40 | [32 empty] | 7.2 |  | 3 | 13 | 个/皿 | [7 empty] | 88.8
546 | 82 | Hu et al:2013 | 胡纯, 王丽玲, 龚文琪. 高校图书馆室内环境质量的调查与评价研究[J]. 安全与环境工程, 2013, 20(5):22-27 | 10.3969/j.issn.1671-1556.2013.05.006 | Wuhan | 2012（assumed） | Journal Room | library | University |  | 1 |  |  |  | Natural 、Air conditioning ventilation | [38 empty] | 31 |  | 14 | 45 | [32 empty] | 6.1 |  | 2 | 11 | 个/皿 | [7 empty] | 74.2
547 | 82 | Hu et al:2013 | 胡纯, 王丽玲, 龚文琪. 高校图书馆室内环境质量的调查与评价研究[J]. 安全与环境工程, 2013, 20(5):22-27 | 10.3969/j.issn.1671-1556.2013.05.006 | Wuhan | 2012（assumed） | Stacks | library | University |  | 1 |  |  |  | Exhaust fan、natural ventilation | [38 empty] | 46 |  | 30 | 70 | [32 empty] | 6.9 |  | 3 | 15 | 个/皿 | [7 empty] | 72.7
548 | 82 | Hu et al:2013 | 胡纯, 王丽玲, 龚文琪. 高校图书馆室内环境质量的调查与评价研究[J]. 安全与环境工程, 2013, 20(5):22-27 | 10.3969/j.issn.1671-1556.2013.05.006 | Wuhan | 2012（assumed） | Stacks | library | University |  | 1 |  |  |  | Exhaust fan、natural ventilation | [38 empty] | 55 |  | 28 | 86 | [32 empty] | 10.5 |  | 4 | 22 | 个/皿 | [7 empty] | 65.6
549 | 83 | Wang et al:2010 | 王玉磊, 刘斌, 许柱. 高校宿舍甲醛污染健康风险评价[J]. 环境科技, 2010, 23(a01):52-54 | 10.3969/j.issn.1674-4829.2010.z1.017 | Xuzhou | 2010（assumed） | Dormitory | University |  |  |  |  | Newly Decorated (within 2 years) | [40 empty] | 121.7 | 34.8 | 20 | 240
550 | 83 | Wang et al:2010 | 王玉磊, 刘斌, 许柱. 高校宿舍甲醛污染健康风险评价[J]. 环境科技, 2010, 23(a01):52-54 | 10.3969/j.issn.1674-4829.2010.z1.017 | Xuzhou | 2010（assumed） | Dormitory | University |  |  |  |  | Newly Decorated (within 2 years) | [40 empty] | 160.2 | 57.8 | 40 | 330
551 | 84 | Zhu et al:2009 | 朱晓冬, 沈隽, 刘玉,等. 哈尔滨某高校室内空气挥发性有机物污染状况[J]. 环境与健康杂志, 2009, 26(4):362-362 |  | Harbin | 2008.3 | Office | University |  |  | 18 |  |  |  | Closed | [68 empty] | 340
552 | 84 | Zhu et al:2009 | 朱晓冬, 沈隽, 刘玉,等. 哈尔滨某高校室内空气挥发性有机物污染状况[J]. 环境与健康杂志, 2009, 26(4):362-362 |  | Harbin | 2008.3 | Office | University | [6 empty] | Closed | [68 empty] | 230
553 | 84 | Zhu et al:2009 | 朱晓冬, 沈隽, 刘玉,等. 哈尔滨某高校室内空气挥发性有机物污染状况[J]. 环境与健康杂志, 2009, 26(4):362-362 |  | Harbin | 2008.3 | Office | University | [6 empty] | Closed | [68 empty] | 200
554 | 84 | Zhu et al:2009 | 朱晓冬, 沈隽, 刘玉,等. 哈尔滨某高校室内空气挥发性有机物污染状况[J]. 环境与健康杂志, 2009, 26(4):362-362 |  | Harbin | 2008.3.10 | Office | University | [75 empty] | 260
555 | 84 | Zhu et al:2009 | 朱晓冬, 沈隽, 刘玉,等. 哈尔滨某高校室内空气挥发性有机物污染状况[J]. 环境与健康杂志, 2009, 26(4):362-362 |  | Harbin | 2008.3.25 | Office | University | [75 empty] | 220
556 | 84 | Zhu et al:2009 | 朱晓冬, 沈隽, 刘玉,等. 哈尔滨某高校室内空气挥发性有机物污染状况[J]. 环境与健康杂志, 2009, 26(4):362-362 |  | Harbin | 2008.4.10 | Office | University | [75 empty] | 140
557 | 84 | Zhu et al:2009 | 朱晓冬, 沈隽, 刘玉,等. 哈尔滨某高校室内空气挥发性有机物污染状况[J]. 环境与健康杂志, 2009, 26(4):362-362 |  | Harbin | 2008.4.25 | Office | University | [75 empty] | 190
558 | 84 | Zhu et al:2009 | 朱晓冬, 沈隽, 刘玉,等. 哈尔滨某高校室内空气挥发性有机物污染状况[J]. 环境与健康杂志, 2009, 26(4):362-362 |  | Harbin | 2008.5.10 | Office | University | [75 empty] | 220
559 | 84 | Zhu et al:2009 | 朱晓冬, 沈隽, 刘玉,等. 哈尔滨某高校室内空气挥发性有机物污染状况[J]. 环境与健康杂志, 2009, 26(4):362-362 |  | Harbin | 2008.5.25 | Office | University | [75 empty] | 220
560 | 84 | Zhu et al:2009 | 朱晓冬, 沈隽, 刘玉,等. 哈尔滨某高校室内空气挥发性有机物污染状况[J]. 环境与健康杂志, 2009, 26(4):362-362 |  | Harbin | 2008.3 | Classroom | University | [6 empty] | Closed | [68 empty] | 320
561 | 84 | Zhu et al:2009 | 朱晓冬, 沈隽, 刘玉,等. 哈尔滨某高校室内空气挥发性有机物污染状况[J]. 环境与健康杂志, 2009, 26(4):362-362 |  | Harbin | 2008.3 | Classroom | University | [6 empty] | Closed | [68 empty] | 300
562 | 84 | Zhu et al:2009 | 朱晓冬, 沈隽, 刘玉,等. 哈尔滨某高校室内空气挥发性有机物污染状况[J]. 环境与健康杂志, 2009, 26(4):362-362 |  | Harbin | 2008.3 | Classroom | University | [6 empty] | Closed | [68 empty] | 300
563 | 84 | Zhu et al:2009 | 朱晓冬, 沈隽, 刘玉,等. 哈尔滨某高校室内空气挥发性有机物污染状况[J]. 环境与健康杂志, 2009, 26(4):362-362 |  | Harbin | 2008.3.10 | Classroom | University | [75 empty] | 310
564 | 84 | Zhu et al:2009 | 朱晓冬, 沈隽, 刘玉,等. 哈尔滨某高校室内空气挥发性有机物污染状况[J]. 环境与健康杂志, 2009, 26(4):362-362 |  | Harbin | 2008.3.25 | Classroom | University | [75 empty] | 290
565 | 84 | Zhu et al:2009 | 朱晓冬, 沈隽, 刘玉,等. 哈尔滨某高校室内空气挥发性有机物污染状况[J]. 环境与健康杂志, 2009, 26(4):362-362 |  | Harbin | 2008.4.10 | Classroom | University | [75 empty] | 150
566 | 84 | Zhu et al:2009 | 朱晓冬, 沈隽, 刘玉,等. 哈尔滨某高校室内空气挥发性有机物污染状况[J]. 环境与健康杂志, 2009, 26(4):362-362 |  | Harbin | 2008.4.25 | Classroom | University | [75 empty] | 190
567 | 84 | Zhu et al:2009 | 朱晓冬, 沈隽, 刘玉,等. 哈尔滨某高校室内空气挥发性有机物污染状况[J]. 环境与健康杂志, 2009, 26(4):362-362 |  | Harbin | 2008.5.10 | Classroom | University | [75 empty] | 200
568 | 84 | Zhu et al:2009 | 朱晓冬, 沈隽, 刘玉,等. 哈尔滨某高校室内空气挥发性有机物污染状况[J]. 环境与健康杂志, 2009, 26(4):362-362 |  | Harbin | 2008.5.25 | Classroom | University | [75 empty] | 220
569 | 84 | Zhu et al:2009 | 朱晓冬, 沈隽, 刘玉,等. 哈尔滨某高校室内空气挥发性有机物污染状况[J]. 环境与健康杂志, 2009, 26(4):362-362 |  | Harbin | 2008.3 | Dormitory | University | [6 empty] | Closed | [68 empty] | 500
570 | 84 | Zhu et al:2009 | 朱晓冬, 沈隽, 刘玉,等. 哈尔滨某高校室内空气挥发性有机物污染状况[J]. 环境与健康杂志, 2009, 26(4):362-362 |  | Harbin | 2008.3 | Dormitory | University | [6 empty] | Closed | [68 empty] | 320
571 | 84 | Zhu et al:2009 | 朱晓冬, 沈隽, 刘玉,等. 哈尔滨某高校室内空气挥发性有机物污染状况[J]. 环境与健康杂志, 2009, 26(4):362-362 |  | Harbin | 2008.3 | Dormitory | University | [6 empty] | Closed | [68 empty] | 280
572 | 84 | Zhu et al:2009 | 朱晓冬, 沈隽, 刘玉,等. 哈尔滨某高校室内空气挥发性有机物污染状况[J]. 环境与健康杂志, 2009, 26(4):362-362 |  | Harbin | 2008.3.10 | Dormitory | University | [75 empty] | 370
573 | 84 | Zhu et al:2009 | 朱晓冬, 沈隽, 刘玉,等. 哈尔滨某高校室内空气挥发性有机物污染状况[J]. 环境与健康杂志, 2009, 26(4):362-362 |  | Harbin | 2008.3.25 | Dormitory | University | [75 empty] | 280
574 | 84 | Zhu et al:2009 | 朱晓冬, 沈隽, 刘玉,等. 哈尔滨某高校室内空气挥发性有机物污染状况[J]. 环境与健康杂志, 2009, 26(4):362-362 |  | Harbin | 2008.4.10 | Dormitory | University | [75 empty] | 310
575 | 84 | Zhu et al:2009 | 朱晓冬, 沈隽, 刘玉,等. 哈尔滨某高校室内空气挥发性有机物污染状况[J]. 环境与健康杂志, 2009, 26(4):362-362 |  | Harbin | 2008.4.25 | Dormitory | University | [75 empty] | 300
576 | 84 | Zhu et al:2009 | 朱晓冬, 沈隽, 刘玉,等. 哈尔滨某高校室内空气挥发性有机物污染状况[J]. 环境与健康杂志, 2009, 26(4):362-362 |  | Harbin | 2008.5.10 | Dormitory | University | [75 empty] | 310
577 | 84 | Zhu et al:2009 | 朱晓冬, 沈隽, 刘玉,等. 哈尔滨某高校室内空气挥发性有机物污染状况[J]. 环境与健康杂志, 2009, 26(4):362-362 |  | Harbin | 2008.5.25 | Dormitory | University | [75 empty] | 330
578 | 84 | Zhu et al:2009 | 朱晓冬, 沈隽, 刘玉,等. 哈尔滨某高校室内空气挥发性有机物污染状况[J]. 环境与健康杂志, 2009, 26(4):362-362 |  | Harbin | 2008.3 | Laboratory | University | [6 empty] | Closed | [68 empty] | 350
579 | 84 | Zhu et al:2009 | 朱晓冬, 沈隽, 刘玉,等. 哈尔滨某高校室内空气挥发性有机物污染状况[J]. 环境与健康杂志, 2009, 26(4):362-362 |  | Harbin | 2008.3 | Laboratory | University | [6 empty] | Closed | [68 empty] | 200
580 | 84 | Zhu et al:2009 | 朱晓冬, 沈隽, 刘玉,等. 哈尔滨某高校室内空气挥发性有机物污染状况[J]. 环境与健康杂志, 2009, 26(4):362-362 |  | Harbin | 2008.3 | Laboratory | University | [6 empty] | Closed | [68 empty] | 210
581 | 84 | Zhu et al:2009 | 朱晓冬, 沈隽, 刘玉,等. 哈尔滨某高校室内空气挥发性有机物污染状况[J]. 环境与健康杂志, 2009, 26(4):362-362 |  | Harbin | 2008.3.10 | Laboratory | University | [75 empty] | 260
582 | 84 | Zhu et al:2009 | 朱晓冬, 沈隽, 刘玉,等. 哈尔滨某高校室内空气挥发性有机物污染状况[J]. 环境与健康杂志, 2009, 26(4):362-362 |  | Harbin | 2008.3.25 | Laboratory | University | [75 empty] | 240
583 | 84 | Zhu et al:2009 | 朱晓冬, 沈隽, 刘玉,等. 哈尔滨某高校室内空气挥发性有机物污染状况[J]. 环境与健康杂志, 2009, 26(4):362-362 |  | Harbin | 2008.4.10 | Laboratory | University | [75 empty] | 240
584 | 84 | Zhu et al:2009 | 朱晓冬, 沈隽, 刘玉,等. 哈尔滨某高校室内空气挥发性有机物污染状况[J]. 环境与健康杂志, 2009, 26(4):362-362 |  | Harbin | 2008.4.25 | Laboratory | University | [75 empty] | 250
585 | 84 | Zhu et al:2009 | 朱晓冬, 沈隽, 刘玉,等. 哈尔滨某高校室内空气挥发性有机物污染状况[J]. 环境与健康杂志, 2009, 26(4):362-362 |  | Harbin | 2008.5.10 | Laboratory | University | [75 empty] | 240
586 | 84 | Zhu et al:2009 | 朱晓冬, 沈隽, 刘玉,等. 哈尔滨某高校室内空气挥发性有机物污染状况[J]. 环境与健康杂志, 2009, 26(4):362-362 |  | Harbin | 2008.5.25 | Laboratory | University | [75 empty] | 270
587 | 84 | Zhu et al:2009 | 朱晓冬, 沈隽, 刘玉,等. 哈尔滨某高校室内空气挥发性有机物污染状况[J]. 环境与健康杂志, 2009, 26(4):362-362 |  | Harbin | 2008.3 | Computer Room | University | [6 empty] | Closed | [68 empty] | 420
588 | 84 | Zhu et al:2009 | 朱晓冬, 沈隽, 刘玉,等. 哈尔滨某高校室内空气挥发性有机物污染状况[J]. 环境与健康杂志, 2009, 26(4):362-362 |  | Harbin | 2008.3 | Computer Room | University | [6 empty] | Closed | [68 empty] | 200
589 | 84 | Zhu et al:2009 | 朱晓冬, 沈隽, 刘玉,等. 哈尔滨某高校室内空气挥发性有机物污染状况[J]. 环境与健康杂志, 2009, 26(4):362-362 |  | Harbin | 2008.3 | Computer Room | University | [6 empty] | Closed | [68 empty] | 210
590 | 84 | Zhu et al:2009 | 朱晓冬, 沈隽, 刘玉,等. 哈尔滨某高校室内空气挥发性有机物污染状况[J]. 环境与健康杂志, 2009, 26(4):362-362 |  | Harbin | 2008.3.10 | Computer Room | University | [75 empty] | 280
591 | 84 | Zhu et al:2009 | 朱晓冬, 沈隽, 刘玉,等. 哈尔滨某高校室内空气挥发性有机物污染状况[J]. 环境与健康杂志, 2009, 26(4):362-362 |  | Harbin | 2008.3.25 | Computer Room | University | [75 empty] | 270
592 | 84 | Zhu et al:2009 | 朱晓冬, 沈隽, 刘玉,等. 哈尔滨某高校室内空气挥发性有机物污染状况[J]. 环境与健康杂志, 2009, 26(4):362-362 |  | Harbin | 2008.4.10 | Computer Room | University | [75 empty] | 240
593 | 84 | Zhu et al:2009 | 朱晓冬, 沈隽, 刘玉,等. 哈尔滨某高校室内空气挥发性有机物污染状况[J]. 环境与健康杂志, 2009, 26(4):362-362 |  | Harbin | 2008.4.25 | Computer Room | University | [75 empty] | 260
594 | 84 | Zhu et al:2009 | 朱晓冬, 沈隽, 刘玉,等. 哈尔滨某高校室内空气挥发性有机物污染状况[J]. 环境与健康杂志, 2009, 26(4):362-362 |  | Harbin | 2008.5.10 | Computer Room | University | [75 empty] | 290
595 | 84 | Zhu et al:2009 | 朱晓冬, 沈隽, 刘玉,等. 哈尔滨某高校室内空气挥发性有机物污染状况[J]. 环境与健康杂志, 2009, 26(4):362-362 |  | Harbin | 2008.5.25 | Computer Room | University | [75 empty] | 280
596 | 84 | Zhu et al:2009 | 朱晓冬, 沈隽, 刘玉,等. 哈尔滨某高校室内空气挥发性有机物污染状况[J]. 环境与健康杂志, 2009, 26(4):362-362 |  | Harbin | 2008.3 | Library | University | [6 empty] | Closed | [68 empty] | 300
597 | 84 | Zhu et al:2009 | 朱晓冬, 沈隽, 刘玉,等. 哈尔滨某高校室内空气挥发性有机物污染状况[J]. 环境与健康杂志, 2009, 26(4):362-362 |  | Harbin | 2008.3 | Library | University | [6 empty] | Closed | [68 empty] | 280
598 | 84 | Zhu et al:2009 | 朱晓冬, 沈隽, 刘玉,等. 哈尔滨某高校室内空气挥发性有机物污染状况[J]. 环境与健康杂志, 2009, 26(4):362-362 |  | Harbin | 2008.3 | Library | University | [6 empty] | Closed | [68 empty] | 280
599 | 84 | Zhu et al:2009 | 朱晓冬, 沈隽, 刘玉,等. 哈尔滨某高校室内空气挥发性有机物污染状况[J]. 环境与健康杂志, 2009, 26(4):362-362 |  | Harbin | 2008.3.10 | Library | University | [75 empty] | 290
600 | 84 | Zhu et al:2009 | 朱晓冬, 沈隽, 刘玉,等. 哈尔滨某高校室内空气挥发性有机物污染状况[J]. 环境与健康杂志, 2009, 26(4):362-362 |  | Harbin | 2008.3.25 | Library | University | [75 empty] | 270
601 | 84 | Zhu et al:2009 | 朱晓冬, 沈隽, 刘玉,等. 哈尔滨某高校室内空气挥发性有机物污染状况[J]. 环境与健康杂志, 2009, 26(4):362-362 |  | Harbin | 2008.4.10 | Library | University | [75 empty] | 320
602 | 84 | Zhu et al:2009 | 朱晓冬, 沈隽, 刘玉,等. 哈尔滨某高校室内空气挥发性有机物污染状况[J]. 环境与健康杂志, 2009, 26(4):362-362 |  | Harbin | 2008.4.25 | Library | University | [75 empty] | 280
603 | 84 | Zhu et al:2009 | 朱晓冬, 沈隽, 刘玉,等. 哈尔滨某高校室内空气挥发性有机物污染状况[J]. 环境与健康杂志, 2009, 26(4):362-362 |  | Harbin | 2008.5.10 | Library | University | [75 empty] | 300
604 | 84 | Zhu et al:2009 | 朱晓冬, 沈隽, 刘玉,等. 哈尔滨某高校室内空气挥发性有机物污染状况[J]. 环境与健康杂志, 2009, 26(4):362-362 |  | Harbin | 2008.5.25 | Library | University | [75 empty] | 290
605 | 85 | Huang et al:2014 | 黄书君, 李坤权, 朱光怡. 基于模糊层次分析模型的高校室内空气质量评价与分析[J]. 环境工程, 2014, 32(5):90-94 | 10.13205/j.hjgc.201405022 | Nanjing | 2013（assumed） | Classroom | University |  |  | 1 |  |  |  | Closed for 12 h | [12 empty] | 0 | [25 empty] | 40 | [5 empty] | 50 | [5 empty] | 80 | [11 empty] | 20 | [5 empty] | 250
606 | 85 | Huang et al:2014 | 黄书君, 李坤权, 朱光怡. 基于模糊层次分析模型的高校室内空气质量评价与分析[J]. 环境工程, 2014, 32(5):90-94 | 10.13205/j.hjgc.201405022 | Nanjing | 2013（assumed） | Classroom | University |  |  | 1 | [16 empty] | 0 | [25 empty] | 50 | [5 empty] | 80 | [5 empty] | 50 | [11 empty] | 20 | [5 empty] | 250
607 | 85 | Huang et al:2014 | 黄书君, 李坤权, 朱光怡. 基于模糊层次分析模型的高校室内空气质量评价与分析[J]. 环境工程, 2014, 32(5):90-94 | 10.13205/j.hjgc.201405022 | Nanjing | 2013（assumed） | Classroom | University |  |  | 1 | [16 empty] | 0 | [25 empty] | 30 | [5 empty] | 20 | [5 empty] | 20 | [11 empty] | 20 | [5 empty] | 100
608 | 85 | Huang et al:2014 | 黄书君, 李坤权, 朱光怡. 基于模糊层次分析模型的高校室内空气质量评价与分析[J]. 环境工程, 2014, 32(5):90-94 | 10.13205/j.hjgc.201405022 | Nanjing | 2013（assumed） | Dormitory | University |  |  | 1 | [16 empty] | 0.2 | [25 empty] | 100 | [5 empty] | 50 | [5 empty] | 50 | [11 empty] | 50 | [5 empty] | 500
609 | 85 | Huang et al:2014 | 黄书君, 李坤权, 朱光怡. 基于模糊层次分析模型的高校室内空气质量评价与分析[J]. 环境工程, 2014, 32(5):90-94 | 10.13205/j.hjgc.201405022 | Nanjing | 2013（assumed） | Office | University |  |  | 1 | [16 empty] | 0 | [25 empty] | 90 | [5 empty] | 100 | [5 empty] | 150 | [11 empty] | 100 | [5 empty] | 400
610 | 85 | Huang et al:2014 | 黄书君, 李坤权, 朱光怡. 基于模糊层次分析模型的高校室内空气质量评价与分析[J]. 环境工程, 2014, 32(5):90-94 | 10.13205/j.hjgc.201405022 | Nanjing | 2013（assumed） | Lounge | University |  |  | 1 | [16 empty] | 0.4 | [25 empty] | 110 | [5 empty] | 200 | [5 empty] | 400 | [11 empty] | 100 | [5 empty] | 1200
611 | 86 | Zhang:2015 | 张华娣. 南京地区幼儿园室内空气污染物与儿童健康的相关性研究[D]. 东南大学, 2015 |  | Nanjing | 2013.3-2014.12 | Classroom | Kindergarden |  | 1 | 2 | [28 empty] | 409000 |  |  |  | 381000 | 个/L |  | 410784 |  |  |  | 383961 | 个/L |  | 10 | [5 empty] | 2.5 | [5 empty] | 44.5 | [11 empty] | 22.5 | [11 empty] | 660.5
612 | 86 | Zhang:2015 | 张华娣. 南京地区幼儿园室内空气污染物与儿童健康的相关性研究[D]. 东南大学, 2015 |  | Nanjing | 2013.3-2014.12 | Classroom | Kindergarden |  | 1 | 2 | [28 empty] | 352000 |  |  |  | 336000 | 个/L |  | 352702 |  |  |  | 337172 | 个/L |  | 11.5 | [5 empty] | 6 | [5 empty] | 49.5 | [11 empty] | 24.5 | [11 empty] | 420.65
613 | 86 | Zhang:2015 | 张华娣. 南京地区幼儿园室内空气污染物与儿童健康的相关性研究[D]. 东南大学, 2015 |  | Nanjing | 2013.3-2014.12 | Classroom | Kindergarden |  | 1 | 2 | [28 empty] | 193000 |  |  |  | 181000 | 个/L |  | 194006 |  |  |  | 182673 | 个/L |  | 16 | [5 empty] | 148 | [5 empty] | 76 | [11 empty] | 25 | [11 empty] | 283.05
614 | 86 | Zhang:2015 | 张华娣. 南京地区幼儿园室内空气污染物与儿童健康的相关性研究[D]. 东南大学, 2015 |  | Nanjing | 2013.3-2014.12 | Classroom | Kindergarden |  | 1 | 2 | [28 empty] | 415000 |  |  |  | 345000 | 个/L |  | 416956 |  |  |  | 347415 | 个/L |  | 29 | [5 empty] | 2.5 | [5 empty] | 5.5 | [11 empty] | 15.5 | [11 empty] | 2107.4
615 | 86 | Zhang:2015 | 张华娣. 南京地区幼儿园室内空气污染物与儿童健康的相关性研究[D]. 东南大学, 2015 |  | Nanjing | 2013.3-2014.12 | Classroom | Kindergarden |  | 1 | 2 | [28 empty] | 277000 |  |  |  | 259000 | 个/L |  | 278276 |  |  |  | 260914 | 个/L |  | 27.5 | [5 empty] | 3.5 | [5 empty] | 10.5 | [11 empty] | 22 | [11 empty] | 518.9
616 | 86 | Zhang:2015 | 张华娣. 南京地区幼儿园室内空气污染物与儿童健康的相关性研究[D]. 东南大学, 2015 |  | Nanjing | 2013.3-2014.12 | Classroom | Kindergarden |  | 1 | 2 | [28 empty] | 371000 |  |  |  | 364000 | 个/L |  | 372796 |  |  |  | 366555 | 个/L |  | 51.5 | [5 empty] | 30 | [5 empty] | 225.5 | [11 empty] | 151.5 | [11 empty] | 959.3
617 | 86 | Zhang:2015 | 张华娣. 南京地区幼儿园室内空气污染物与儿童健康的相关性研究[D]. 东南大学, 2015 |  | Nanjing | 2013.3-2014.12 | Classroom | Kindergarden |  | 1 | 2 | [28 empty] | 281000 |  |  |  | 261000 | 个/L |  | 282904 |  |  |  | 263409 | 个/L |  | 31 | [5 empty] | 22.5 | [5 empty] | 172.5 | [11 empty] | 98 | [11 empty] | 534.7
618 | 86 | Zhang:2015 | 张华娣. 南京地区幼儿园室内空气污染物与儿童健康的相关性研究[D]. 东南大学, 2015 |  | Nanjing | 2013.3-2014.12 | Classroom | Kindergarden |  | 1 | 2 | [28 empty] | 369000 |  |  |  | 353000 | 个/L |  | 370774 |  |  |  | 355161 | 个/L |  | 57 | [5 empty] | 11.5 | [5 empty] | 89 | [11 empty] | 56 | [11 empty] | 691.95
619 | 87 | Zeng et al:2011 | 曾雁玲, 钟逶迤, 朱中平,等. 深圳某区幼儿园TVOC等空气污染物现况研究[J]. 中国卫生检验杂志, 2011(8):2003-2004 |  | Shenzhen | 2010.9-2010.12 | Classroom | Kindergarden |  | 6 | 13 |  |  |  |  | 2050 | 620 |  |  |  |  | 0.11 | 0.018 |  |  | % | [27 empty] | 0 | 0 | [28 empty] | 502 | 309
620 | 87 | Zeng et al:2011 | 曾雁玲, 钟逶迤, 朱中平,等. 深圳某区幼儿园TVOC等空气污染物现况研究[J]. 中国卫生检验杂志, 2011(8):2003-2004 |  | Shenzhen | 2010.9-2010.13 | Classroom | Kindergarden |  |  | 24 |  |  |  |  | 2000 | 580 |  |  |  |  | 0.103 | 0.019 |  |  | % | [27 empty] | 2 | 9 | [28 empty] | 558 | 350
621 | 87 | Zeng et al:2011 | 曾雁玲, 钟逶迤, 朱中平,等. 深圳某区幼儿园TVOC等空气污染物现况研究[J]. 中国卫生检验杂志, 2011(8):2003-2004 |  | Shenzhen | 2010.9-2010.14 | Classroom | Kindergarden |  |  | 25 |  |  |  |  | 1640 | 770 |  |  |  |  | 0.101 | 0.017 |  |  | % | [27 empty] | 0 | 0 | [28 empty] | 537 | 278
622 | 88 | Li:2016 | 李凡. 太原市中学室内外大气环境与儿童健康的相关性研究[D]. 山西大学, 2016 |  | Taiyuan | 2012-2012 | Classroom | Middle school |  | 10 | 32 | [10 empty] | 1208 | 580 | 428 | 2728 | [8 empty] | 8.6 | 7.4 | 2.9 | 44 | [9 empty] | 129 | 97.04 | 19 | 332 | [63 empty] | 68 | 24 | 22 | 122.5 |  |  | 43.2 | 6.6 | 25.5 | 53.3
623 | 89 | Liu:2014 | 刘冉冉. 太原市中学室内外大气污染物成分分析及健康-效应研究[D]. 山西大学, 2014. |  | Taiyuan | 2012.3.7-2012.3.23 | Classroom | Middle school |  | 10 | 34 |  |  |  | Closed | [18 empty] | 10.1 | 10.4 | 3 | 61.2 |  |  | 67.9 | 63.56 | 11 | 231 | [70 empty] | 264.8 | 139 | 60 | 641.1 |  |  | 39.4 | 9.5 | 15.5 | 61.6
624 | 90 | Ye et al:2008 | 叶晓江, 刘燕妮, 陈焕新,等. 武汉某大学校园环境调查与评价[J]. 建筑热能通风空调, 2008, 27(3):74-77 | 10.3969/j.issn.1003-0344.2008.03.021 | Wuhan | 2007-2007（assumed） | Science and Education Building | University |  | 1 | 6 |  |  |  |  | 3400 | 200 | 3000 | 3900 |  |  | 0.032 | 0.001 | 0.031 | 0.035 | % | [13 empty] | 49 | 9 | 38 | 62 |  |  |  | 56 | 5 | 47 | 63
625 | 90 | Ye et al:2008 | 叶晓江, 刘燕妮, 陈焕新,等. 武汉某大学校园环境调查与评价[J]. 建筑热能通风空调, 2008, 27(3):74-77 | 10.3969/j.issn.1003-0344.2008.03.021 | Wuhan | 2007-2007（assumed） | Classroom | University |  | 1 | 1 |  |  |  |  | 4100 | 800 | 3400 | 6500 |  |  | 0.049 | 0.011 | 0.034 | 0.076 | % | [20 empty] | 86 | 36 | 56 | 176
626 | 90 | Ye et al:2008 | 叶晓江, 刘燕妮, 陈焕新,等. 武汉某大学校园环境调查与评价[J]. 建筑热能通风空调, 2008, 27(3):74-77 | 10.3969/j.issn.1003-0344.2008.03.021 | Wuhan | 2007-2007（assumed） | Library | University |  | 1 | 1 |  |  |  |  | 4200 | 800 | 2800 | 5400 |  |  | 0.048 | 0.019 | 0.038 | 0.083 | % | [20 empty] | 109 | 39 | 58 | 157
627 | 90 | Ye et al:2008 | 叶晓江, 刘燕妮, 陈焕新,等. 武汉某大学校园环境调查与评价[J]. 建筑热能通风空调, 2008, 27(3):74-77 | 10.3969/j.issn.1003-0344.2008.03.021 | Wuhan | 2007-2007（assumed） | Dormitory | University |  | 1 | 1 |  |  |  |  | 3900 | 600 | 3100 | 4400 |  |  | 0.035 | 0.006 | 0.031 | 0.039 | % | [20 empty] | 54 | 24 | 37 | 71
628 | 90 | Ye et al:2008 | 叶晓江, 刘燕妮, 陈焕新,等. 武汉某大学校园环境调查与评价[J]. 建筑热能通风空调, 2008, 27(3):74-77 | 10.3969/j.issn.1003-0344.2008.03.021 | Wuhan | 2007-2007（assumed） | Canteen | University |  | 1 | 1 |  | No cooking operation |  |  | 6900 | 100 | 6800 | 7000 |  |  | 0.054 | 0.009 | 0.053 | 0.056 | % | [20 empty] | 92 | 17 | 80 | 104
629 | 90 | Ye et al:2008 | 叶晓江, 刘燕妮, 陈焕新,等. 武汉某大学校园环境调查与评价[J]. 建筑热能通风空调, 2008, 27(3):74-77 | 10.3969/j.issn.1003-0344.2008.03.021 | Wuhan | 2007-2007（assumed） | Canteen | University |  |  |  |  | Normal Cooking |  |  | 4500 | 300 | 4100 | 5200 |  |  | 0.051 | 0.004 | 0.044 | 0.061 | % | [20 empty] | 237 | 65 | 107 | 627
630 | 91 | Li:2012 | 李国强. 西安市高校室内空气质量研究与健康风险评价[D]. 陕西师范大学, 2012 |  | Xi'an | 2011.11-2011.11 | laboratory（assumed） | Laboratory building | University | 1 | 1 | [16 empty] | 61.67 | [5 empty] | 50 | [12 empty] | 380 | [6 empty] | 20 | [5 empty] | 110 | [23 empty] | 330 | [17 empty] | 42.1
631 | 91 | Li:2012 | 李国强. 西安市高校室内空气质量研究与健康风险评价[D]. 陕西师范大学, 2012 |  | Xi'an | 2011.12-2011.12 | laboratory（assumed） | Laboratory building | University | [18 empty] | 42.5 | [5 empty] | 40 | [12 empty] | 370 | [6 empty] | 20.83 | [5 empty] | 100 | [23 empty] | 320 | [17 empty] | 55.3
632 | 91 | Li:2012 | 李国强. 西安市高校室内空气质量研究与健康风险评价[D]. 陕西师范大学, 2012 |  | Xi'an | 2012.01-2012.01 | laboratory（assumed） | Laboratory building | University | [18 empty] | 53.33 | [5 empty] | 30 | [12 empty] | 390 | [6 empty] | 14.17 | [5 empty] | 110 | [23 empty] | 300 | [17 empty] | 56.5
633 | 91 | Li:2012 | 李国强. 西安市高校室内空气质量研究与健康风险评价[D]. 陕西师范大学, 2012 |  | Xi'an | 2012.02-2012.02 | laboratory（assumed） | Laboratory building | University | [18 empty] | 70.83 | [5 empty] | 40 | [12 empty] | 340 | [6 empty] | 20.83 | [5 empty] | 110 | [23 empty] | 340 | [17 empty] | 42.3
634 | 91 | Li:2012 | 李国强. 西安市高校室内空气质量研究与健康风险评价[D]. 陕西师范大学, 2012 |  | Xi'an | 2011.11-2011.11 | laboratory（assumed） | Laboratory building | University |  | 1 | [16 empty] | 33.33 | [5 empty] | 40 | [12 empty] | 390 | [6 empty] | 25.83 | [5 empty] | 130 | [23 empty] | 350 | [17 empty] | 34.6
635 | 91 | Li:2012 | 李国强. 西安市高校室内空气质量研究与健康风险评价[D]. 陕西师范大学, 2012 |  | Xi'an | 2011.12-2011.12 | laboratory（assumed） | Laboratory building | University | [18 empty] | 48.33 | [5 empty] | 40 | [12 empty] | 410 | [6 empty] | 19.17 | [5 empty] | 110 | [23 empty] | 310 | [17 empty] | 48.7
636 | 91 | Li:2012 | 李国强. 西安市高校室内空气质量研究与健康风险评价[D]. 陕西师范大学, 2012 |  | Xi'an | 2012.01-2012.01 | laboratory（assumed） | Laboratory building | University | [18 empty] | 31.67 | [5 empty] | 30 | [12 empty] | 440 | [6 empty] | 19.17 | [5 empty] | 100 | [23 empty] | 290 | [17 empty] | 53.8
637 | 91 | Li:2012 | 李国强. 西安市高校室内空气质量研究与健康风险评价[D]. 陕西师范大学, 2012 |  | Xi'an | 2012.02-2012.02 | laboratory（assumed） | Laboratory building | University | [18 empty] | 43.33 | [5 empty] | 30 | [12 empty] | 370 | [6 empty] | 22.5 | [5 empty] | 120 | [23 empty] | 330 | [17 empty] | 39.1
638 | 92 | Zhang:2007 | 张改景. 西安市既有图书馆建筑室内环境的调查与评价研究[D]. 西安建筑科技大学, 2007 |  | Xi'an | 2005.10-2005.12 | Library | University |  | 1 | 1 |  | Years of use:4y, heating is opened |  | Closed | [31 empty] | 313 | [6 empty] | 10 | [29 empty] | 178 |  |  |  | ppb
639 | 92 | Zhang:2007 | 张改景. 西安市既有图书馆建筑室内环境的调查与评价研究[D]. 西安建筑科技大学, 2007 |  | Xi'an | 2005.10-2005.12 | Library | University |  |  | 1 | [35 empty] | 214 | [6 empty] | 10 | [29 empty] | 139 |  |  |  | ppb
640 | 92 | Zhang:2007 | 张改景. 西安市既有图书馆建筑室内环境的调查与评价研究[D]. 西安建筑科技大学, 2007 |  | Xi'an | 2005.10-2005.12 | Library | University |  |  | 1 | [35 empty] | 216 | [6 empty] | 20 | [29 empty] | 219 |  |  |  | ppb
641 | 92 | Zhang:2007 | 张改景. 西安市既有图书馆建筑室内环境的调查与评价研究[D]. 西安建筑科技大学, 2007 |  | Xi'an | 2005.10-2005.12 | Library | University |  |  | 1 | [35 empty] | 157 | [6 empty] | 10 | [29 empty] | 105 |  |  |  | ppb
642 | 92 | Zhang:2007 | 张改景. 西安市既有图书馆建筑室内环境的调查与评价研究[D]. 西安建筑科技大学, 2007 |  | Xi'an | 2005.10-2005.12 | Library | University |  | 1 | 1 |  | Years of use:20y, heating is opened |  | Closed | [31 empty] | 133 | [6 empty] | 10 | [29 empty] | 23 |  |  |  | ppb
643 | 92 | Zhang:2007 | 张改景. 西安市既有图书馆建筑室内环境的调查与评价研究[D]. 西安建筑科技大学, 2007 |  | Xi'an | 2005.10-2005.12 | Library | University |  |  | 1 | [35 empty] | 193 | [6 empty] | 10 | [29 empty] | 81 |  |  |  | ppb
644 | 92 | Zhang:2007 | 张改景. 西安市既有图书馆建筑室内环境的调查与评价研究[D]. 西安建筑科技大学, 2007 |  | Xi'an | 2005.10-2005.12 | Library | University |  |  | 1 | [35 empty] | 169 | [6 empty] | 10 | [29 empty] | 49 |  |  |  | ppb
645 | 92 | Zhang:2007 | 张改景. 西安市既有图书馆建筑室内环境的调查与评价研究[D]. 西安建筑科技大学, 2007 |  | Xi'an | 2005.10-2005.12 | Library | University |  |  | 1 | [35 empty] | 115 | [6 empty] | 10 | [29 empty] | 30 |  |  |  | ppb
646 | 92 | Zhang:2007 | 张改景. 西安市既有图书馆建筑室内环境的调查与评价研究[D]. 西安建筑科技大学, 2007 |  | Xi'an | 2005.10-2005.12 | Library | University |  | 1 | 1 |  | Years of use:15y, heating is opened |  | Closed | [31 empty] | 112 | [36 empty] | 90 |  |  |  | ppb
647 | 92 | Zhang:2007 | 张改景. 西安市既有图书馆建筑室内环境的调查与评价研究[D]. 西安建筑科技大学, 2007 |  | Xi'an | 2005.10-2005.12 | Library | University |  |  | 1 | [35 empty] | 142 | [36 empty] | 141 |  |  |  | ppb
648 | 92 | Zhang:2007 | 张改景. 西安市既有图书馆建筑室内环境的调查与评价研究[D]. 西安建筑科技大学, 2007 |  | Xi'an | 2005.10-2005.12 | Library | University |  |  | 1 | [35 empty] | 50 | [36 empty] | 34 |  |  |  | ppb
649 | 92 | Zhang:2007 | 张改景. 西安市既有图书馆建筑室内环境的调查与评价研究[D]. 西安建筑科技大学, 2007 |  | Xi'an | 2005.10-2005.12 | Library | University |  |  | 1 | [35 empty] | 66 | [36 empty] | 65 |  |  |  | ppb
650 | 92 | Zhang:2007 | 张改景. 西安市既有图书馆建筑室内环境的调查与评价研究[D]. 西安建筑科技大学, 2007 |  | Xi'an | 2005.10-2005.12 | Library | University |  | 1 | 1 |  | Years of use:6m |  | Closed | [31 empty] | 126 | [6 empty] | 10 | [29 empty] | 61 |  |  |  | ppb
651 | 92 | Zhang:2007 | 张改景. 西安市既有图书馆建筑室内环境的调查与评价研究[D]. 西安建筑科技大学, 2007 |  | Xi'an | 2005.10-2005.12 | Library | University |  |  | 1 | [35 empty] | 126 | [6 empty] | 10 | [29 empty] | 77 |  |  |  | ppb
652 | 92 | Zhang:2007 | 张改景. 西安市既有图书馆建筑室内环境的调查与评价研究[D]. 西安建筑科技大学, 2007 |  | Xi'an | 2005.10-2005.12 | Library | University |  | 1 | 1 |  | Years of use:1m |  | Closed | [31 empty] | 327 | [6 empty] | 10 | [29 empty] | 371 |  |  |  | ppb
653 | 92 | Zhang:2007 | 张改景. 西安市既有图书馆建筑室内环境的调查与评价研究[D]. 西安建筑科技大学, 2007 |  | Xi'an | 2005.10-2005.12 | Library | University |  |  | 1 | [35 empty] | 294 | [6 empty] | 10 | [29 empty] | 285 |  |  |  | ppb
654 | 92 | Zhang:2007 | 张改景. 西安市既有图书馆建筑室内环境的调查与评价研究[D]. 西安建筑科技大学, 2007 |  | Xi'an | 2005.10-2005.12 | Library | University |  |  | 1 | [35 empty] | 214 | [6 empty] | 10 | [29 empty] | 218 |  |  |  | ppb
655 | 92 | Zhang:2007 | 张改景. 西安市既有图书馆建筑室内环境的调查与评价研究[D]. 西安建筑科技大学, 2007 |  | Xi'an | 2005.10-2005.12 | Library | University |  |  | 1 | [35 empty] | 228 | [6 empty] | 10 | [29 empty] | 1068 |  |  |  | ppb
656 | 92 | Zhang:2007 | 张改景. 西安市既有图书馆建筑室内环境的调查与评价研究[D]. 西安建筑科技大学, 2007 |  | Xi'an | 2005.10-2005.12 | Library | University |  | 1 | 1 |  | Years of use:9m, heating is opened |  | Closed | [31 empty] | 234 | [6 empty] | 20 | [29 empty] | 73 |  |  |  | ppb
657 | 92 | Zhang:2007 | 张改景. 西安市既有图书馆建筑室内环境的调查与评价研究[D]. 西安建筑科技大学, 2007 |  | Xi'an | 2005.10-2005.12 | Library | University |  |  | 1 | [35 empty] | 206 | [6 empty] | 10 | [29 empty] | 54 |  |  |  | ppb
658 | 92 | Zhang:2007 | 张改景. 西安市既有图书馆建筑室内环境的调查与评价研究[D]. 西安建筑科技大学, 2007 |  | Xi'an | 2005.10-2005.12 | Library | University |  |  | 1 | [35 empty] | 134 | [6 empty] | 10 | [29 empty] | 32 |  |  |  | ppb
659 | 92 | Zhang:2007 | 张改景. 西安市既有图书馆建筑室内环境的调查与评价研究[D]. 西安建筑科技大学, 2007 |  | Xi'an | 2005.10-2005.12 | Library | University |  |  | 1 | [35 empty] | 108 | [6 empty] | 10 | [29 empty] | 68 |  |  |  | ppb
660 | 92 | Zhang:2007 | 张改景. 西安市既有图书馆建筑室内环境的调查与评价研究[D]. 西安建筑科技大学, 2007 |  | Xi'an | 2005.10-2005.12 | Library | University |  | 1 | 1 |  | Years of use:1y, heating is opened |  | Closed | [31 empty] | 480 | [6 empty] | 10 | [29 empty] | 199 |  |  |  | ppb
661 | 92 | Zhang:2007 | 张改景. 西安市既有图书馆建筑室内环境的调查与评价研究[D]. 西安建筑科技大学, 2007 |  | Xi'an | 2005.10-2005.12 | Library | University |  |  | 1 | [35 empty] | 793 | [6 empty] | 10 | [29 empty] | 169 |  |  |  | ppb
662 | 92 | Zhang:2007 | 张改景. 西安市既有图书馆建筑室内环境的调查与评价研究[D]. 西安建筑科技大学, 2007 |  | Xi'an | 2005.10-2005.12 | Library | University |  |  | 1 | [35 empty] | 669 | [6 empty] | 10 | [29 empty] | 164 |  |  |  | ppb
663 | 92 | Zhang:2007 | 张改景. 西安市既有图书馆建筑室内环境的调查与评价研究[D]. 西安建筑科技大学, 2007 |  | Xi'an | 2005.10-2005.12 | Library | University |  |  | 1 | [35 empty] | 618 | [6 empty] | 10 | [29 empty] | 137 |  |  |  | ppb
664 | 92 | Zhang:2007 | 张改景. 西安市既有图书馆建筑室内环境的调查与评价研究[D]. 西安建筑科技大学, 2007 |  | Xi'an | 2005.8-2005.9 | Conference room、Lecture hall | University |  |  | 6 | [90 empty] | 81.4 | 50.51 | 29.6 | 162.8
665 | 92 | Zhang:2007 | 张改景. 西安市既有图书馆建筑室内环境的调查与评价研究[D]. 西安建筑科技大学, 2007 |  | Xi'an | 2005.8-2005.9 | Office | University |  |  | 8 | [90 empty] | 93.89 | 65.4 | 18.5 | 218.3
666 | 92 | Zhang:2007 | 张改景. 西安市既有图书馆建筑室内环境的调查与评价研究[D]. 西安建筑科技大学, 2007 |  | Xi'an | 2005.8-2005.9 | Laboratory | University |  |  | 7 | [90 empty] | 50.74 | 34.02 | 18.5 | 111
667 | 92 | Zhang:2007 | 张改景. 西安市既有图书馆建筑室内环境的调查与评价研究[D]. 西安建筑科技大学, 2007 |  | Xi'an | 2005.8-2005.9 | Dormitory、 Classroom | University |  |  | 9 | [90 empty] | 25.08 | 15.71 | 11.1 | 44.4
668 | 93 | Shen:2013 | 申晓宇. 学校教室空气污染物的扩散传播特性研究[D]. 南京师范大学, 2013 |  | Nanjing | 2012.4.18-5.15 | Classroom | Teaching building | University | 1 | 7 |  | in class |  | Ventilate for 40 minutes | [6 empty] | 981 |  | 404 | 2335
669 | 93 | Shen:2013 | 申晓宇. 学校教室空气污染物的扩散传播特性研究[D]. 南京师范大学, 2013 |  | Nanjing | 2012.10-2012.12 | Classroom | Teaching building | University |  | 4 |  | in class | [8 empty] | 1488 |  | 804 | 2842
670 | 93 | Shen:2013 | 申晓宇. 学校教室空气污染物的扩散传播特性研究[D]. 南京师范大学, 2013 |  | Nanjing | 2012.10-2012.12 | Classroom | Teaching building | University |  | 9 |  | in class | [8 empty] | 1642 |  | 509 | 2998
671 | 93 | Shen:2013 | 申晓宇. 学校教室空气污染物的扩散传播特性研究[D]. 南京师范大学, 2013 |  | Nanjing | 2012.10-2012.12 | Classroom | Teaching building | University |  | 6 |  | in class | [8 empty] | 2407 |  | 1004 | 4888
672 | 93 | Shen:2013 | 申晓宇. 学校教室空气污染物的扩散传播特性研究[D]. 南京师范大学, 2013 |  | Nanjing | 2012.10-2012.12 | Classroom | Teaching building | University |  | 5 |  | in class | [8 empty] | 1816 |  | 879 | 2906
673 | 93 | Shen:2013 | 申晓宇. 学校教室空气污染物的扩散传播特性研究[D]. 南京师范大学, 2013 |  | Nanjing | Not mentioned | Classroom | Kindergarden |  | 4 | 18 |  | 1-2 month after decoration | [40 empty] | 121 |  | 50 | 220 |  |  | 22 |  | 0 | 80 | [20 empty] | 697 |  | 400 | 2300
674 | 93 | Shen:2013 | 申晓宇. 学校教室空气污染物的扩散传播特性研究[D]. 南京师范大学, 2013 |  | Nanjing | Not mentioned | Classroom | Kindergarden |  |  |  |  | 1-2 month after decoration | [40 empty] | 137 | [5 empty] | 12 | [23 empty] | 978
675 | 93 | Shen:2013 | 申晓宇. 学校教室空气污染物的扩散传播特性研究[D]. 南京师范大学, 2013 |  | Nanjing | Not mentioned | Activity Room | Kindergarden |  |  |  |  | 1-2 month after decoration | [40 empty] | 60 | [5 empty] | 45 | [23 empty] | 400
676 | 93 | Shen:2013 | 申晓宇. 学校教室空气污染物的扩散传播特性研究[D]. 南京师范大学, 2013 |  | Nanjing | Not mentioned | Lounge | Kindergarden |  |  |  |  | 1-2 month after decoration | [40 empty] | 127 | [5 empty] | 27 | [23 empty] | 400
677 | 93 | Shen:2013 | 申晓宇. 学校教室空气污染物的扩散传播特性研究[D]. 南京师范大学, 2013 |  | Nanjing | Not mentioned | Canteen | Kindergarden |  |  |  |  | 1-2 month after decoration | [40 empty] | 60 | [5 empty] | 20 | [23 empty] | 400
678 | 93 | Shen:2013 | 申晓宇. 学校教室空气污染物的扩散传播特性研究[D]. 南京师范大学, 2013 |  | Nanjing | Not mentioned | Health Room | Kindergarden |  |  |  |  | 1-2 month after decoration | [40 empty] | 130 | [5 empty] | 0 | [23 empty] | 500
679 | 93 | Shen:2013 | 申晓宇. 学校教室空气污染物的扩散传播特性研究[D]. 南京师范大学, 2013 |  | Nanjing | Not mentioned | Office | Kindergarden |  |  |  |  | 1-2 month after decoration | [40 empty] | 120 | [5 empty] | 20 | [23 empty] | 400
680 | 93 | Shen:2013 | 申晓宇. 学校教室空气污染物的扩散传播特性研究[D]. 南京师范大学, 2013 |  | Nanjing | Not mentioned | Storage Room | Kindergarden |  |  |  |  | 1-2 month after decoration | [40 empty] | 130 | [5 empty] | 80 | [23 empty] | 500
681 | 94 | Wu: 2016 | 吴会鹏. 严寒地区学生宿舍室内空气品质实测与分析[D]. 哈尔滨工业大学, 2016 |  | Harbin | 2016.1-2016.1 | Dormitory | University |  | 1 | 1 | 360 |  |  | Normal | 0.1 |  |  |  | ppm |  | 1235 | [17 empty] | 102 | [43 empty] | 10 |  |  |  | ppb
682 | 94 | Wu: 2016 | 吴会鹏. 严寒地区学生宿舍室内空气品质实测与分析[D]. 哈尔滨工业大学, 2016 |  | Harbin | 2016.1-2016.1 | Dormitory | University |  |  | 1 |  |  |  |  | 0.1 |  |  |  | ppm |  | 530 | [17 empty] | 122 | [43 empty] | 0 |  |  |  | ppb
683 | 94 | Wu: 2016 | 吴会鹏. 严寒地区学生宿舍室内空气品质实测与分析[D]. 哈尔滨工业大学, 2016 |  | Harbin | 2016.1-2016.1 | Dormitory | University |  |  | 1 |  |  |  |  | 0 |  |  |  | ppm |  | 1826 | [17 empty] | 99 | [43 empty] | 20 |  |  |  | ppb
684 | 94 | Wu: 2016 | 吴会鹏. 严寒地区学生宿舍室内空气品质实测与分析[D]. 哈尔滨工业大学, 2016 |  | Harbin | 2016.1-2016.1 | Dormitory | University |  |  | 1 |  |  |  |  | 0.1 |  |  |  | ppm |  | 1226 | [17 empty] | 72 | [43 empty] | 10 |  |  |  | ppb
685 | 94 | Wu: 2016 | 吴会鹏. 严寒地区学生宿舍室内空气品质实测与分析[D]. 哈尔滨工业大学, 2016 |  | Harbin | 2016.1-2016.1 | Dormitory | University |  |  | 1 |  |  |  |  | 0.2 |  |  |  | ppm |  | 990 | [17 empty] | 83 | [43 empty] | 10 |  |  |  | ppb
686 | 94 | Wu: 2016 | 吴会鹏. 严寒地区学生宿舍室内空气品质实测与分析[D]. 哈尔滨工业大学, 2016 |  | Harbin | 2016.1-2016.1 | Dormitory | University |  |  | 1 |  |  |  |  | 0.2 |  |  |  | ppm |  | 956 | [17 empty] | 74 | [43 empty] | 0 |  |  |  | ppb
687 | 94 | Wu: 2016 | 吴会鹏. 严寒地区学生宿舍室内空气品质实测与分析[D]. 哈尔滨工业大学, 2016 |  | Harbin | 2016.1-2016.1 | Dormitory | University |  |  | 1 |  |  |  |  | 0.2 |  |  |  | ppm |  | 1140 | [17 empty] | 35 | [43 empty] | 10 |  |  |  | ppb
688 | 94 | Wu: 2016 | 吴会鹏. 严寒地区学生宿舍室内空气品质实测与分析[D]. 哈尔滨工业大学, 2016 |  | Harbin | 2016.1-2016.1 | Dormitory | University |  |  | 1 |  |  |  |  | 0 |  |  |  | ppm |  | 1340 | [17 empty] | 117 | [43 empty] | 0 |  |  |  | ppb
689 | 94 | Wu: 2016 | 吴会鹏. 严寒地区学生宿舍室内空气品质实测与分析[D]. 哈尔滨工业大学, 2016 |  | Harbin | 2016.1-2016.1 | Dormitory | University |  |  | 1 |  |  |  |  | 0.3 |  |  |  | ppm |  | 1201 | [17 empty] | 68 | [43 empty] | 0 |  |  |  | ppb
690 | 94 | Wu: 2016 | 吴会鹏. 严寒地区学生宿舍室内空气品质实测与分析[D]. 哈尔滨工业大学, 2016 |  | Harbin | 2016.1-2016.1 | Dormitory | University |  |  | 1 |  |  |  |  | 0.1 |  |  |  | ppm |  | 1440 | [17 empty] | 41 | [43 empty] | 0 |  |  |  | ppb
691 | 94 | Wu: 2016 | 吴会鹏. 严寒地区学生宿舍室内空气品质实测与分析[D]. 哈尔滨工业大学, 2016 |  | Harbin | 2016.1-2016.1 | Dormitory | University |  |  | 1 |  |  |  |  | 0.1 |  |  |  | ppm |  | 640 | [17 empty] | 107 | [43 empty] | 20 |  |  |  | ppb
692 | 94 | Wu: 2016 | 吴会鹏. 严寒地区学生宿舍室内空气品质实测与分析[D]. 哈尔滨工业大学, 2016 |  | Harbin | 2016.1-2016.1 | Dormitory | University |  |  | 1 |  |  |  |  | 0.1 |  |  |  | ppm |  | 1416 | [17 empty] | 83 | [43 empty] | 0 |  |  |  | ppb
693 | 94 | Wu: 2016 | 吴会鹏. 严寒地区学生宿舍室内空气品质实测与分析[D]. 哈尔滨工业大学, 2016 |  | Harbin | 2016.1-2016.1 | Dormitory | University |  |  | 1 |  |  |  |  | 0.1 |  |  |  | ppm |  | 689 | [17 empty] | 112 | [43 empty] | 30 |  |  |  | ppb
694 | 94 | Wu: 2016 | 吴会鹏. 严寒地区学生宿舍室内空气品质实测与分析[D]. 哈尔滨工业大学, 2016 |  | Harbin | 2016.1-2016.1 | Dormitory | University |  |  | 1 |  |  |  |  | 0.1 |  |  |  | ppm |  | 1656 | [17 empty] | 36 | [43 empty] | 10 |  |  |  | ppb
695 | 94 | Wu: 2016 | 吴会鹏. 严寒地区学生宿舍室内空气品质实测与分析[D]. 哈尔滨工业大学, 2016 |  | Harbin | 2016.1-2016.1 | Dormitory | University |  |  | 1 |  |  |  |  | 0.2 |  |  |  | ppm |  | 1183 | [17 empty] | 160 | [43 empty] | 0 |  |  |  | ppb
696 | 94 | Wu: 2016 | 吴会鹏. 严寒地区学生宿舍室内空气品质实测与分析[D]. 哈尔滨工业大学, 2016 |  | Harbin | 2016.1-2016.1 | Dormitory | University |  |  | 1 |  |  |  |  | 0 |  |  |  | ppm |  | 840 | [17 empty] | 66 | [43 empty] | 20 |  |  |  | ppb
697 | 94 | Wu: 2016 | 吴会鹏. 严寒地区学生宿舍室内空气品质实测与分析[D]. 哈尔滨工业大学, 2016 |  | Harbin | 2016.1-2016.1 | Dormitory | University |  |  | 1 |  |  |  |  | 0.1 |  |  |  | ppm |  | 946 | [17 empty] | 79 | [43 empty] | 0 |  |  |  | ppb
698 | 94 | Wu: 2016 | 吴会鹏. 严寒地区学生宿舍室内空气品质实测与分析[D]. 哈尔滨工业大学, 2016 |  | Harbin | 2016.1-2016.1 | Dormitory | University |  |  | 1 |  |  |  |  | 0.2 |  |  |  | ppm |  | 1417 | [17 empty] | 74 | [43 empty] | 10 |  |  |  | ppb
699 | 94 | Wu: 2016 | 吴会鹏. 严寒地区学生宿舍室内空气品质实测与分析[D]. 哈尔滨工业大学, 2016 |  | Harbin | 2016.1-2016.1 | Dormitory | University |  |  | 1 |  |  |  |  | 0.3 |  |  |  | ppm |  | 944 | [17 empty] | 59 | [43 empty] | 0 |  |  |  | ppb
700 | 94 | Wu: 2016 | 吴会鹏. 严寒地区学生宿舍室内空气品质实测与分析[D]. 哈尔滨工业大学, 2016 |  | Harbin | 2016.1-2016.1 | Dormitory | University |  |  | 1 |  |  |  |  | 0.1 |  |  |  | ppm |  | 672 | [17 empty] | 98 | [43 empty] | 0 |  |  |  | ppb
701 | 94 | Wu: 2016 | 吴会鹏. 严寒地区学生宿舍室内空气品质实测与分析[D]. 哈尔滨工业大学, 2016 |  | Harbin | 2016.1-2016.1 | Dormitory | University |  |  | 1 |  |  |  |  | 0.1 |  |  |  | ppm |  | 900 | [17 empty] | 53 | [43 empty] | 0 |  |  |  | ppb
702 | 94 | Wu: 2016 | 吴会鹏. 严寒地区学生宿舍室内空气品质实测与分析[D]. 哈尔滨工业大学, 2016 |  | Harbin | 2016.1-2016.1 | Dormitory | University |  |  | 1 |  |  |  |  | 0 |  |  |  | ppm |  | 1923 | [17 empty] | 89 | [43 empty] | 10 |  |  |  | ppb
703 | 94 | Wu: 2016 | 吴会鹏. 严寒地区学生宿舍室内空气品质实测与分析[D]. 哈尔滨工业大学, 2016 |  | Harbin | 2016.1-2016.1 | Dormitory | University |  |  | 1 |  |  |  |  | 0.1 |  |  |  | ppm |  | 742 | [17 empty] | 88 | [43 empty] | 0 |  |  |  | ppb
704 | 94 | Wu: 2016 | 吴会鹏. 严寒地区学生宿舍室内空气品质实测与分析[D]. 哈尔滨工业大学, 2016 |  | Harbin | 2016.1-2016.1 | Dormitory | University |  |  | 1 |  |  |  |  | 0.2 |  |  |  | ppm |  | 943 | [17 empty] | 103 | [43 empty] | 20 |  |  |  | ppb
705 | 94 | Wu: 2016 | 吴会鹏. 严寒地区学生宿舍室内空气品质实测与分析[D]. 哈尔滨工业大学, 2016 |  | Harbin | 2016.1-2016.1 | Dormitory | University |  | 1 | 1 |  |  |  |  | 0.2 |  |  |  | ppm |  | 1090 | [17 empty] | 59 | [43 empty] | 30 |  |  |  | ppb
706 | 94 | Wu: 2016 | 吴会鹏. 严寒地区学生宿舍室内空气品质实测与分析[D]. 哈尔滨工业大学, 2016 |  | Harbin | 2016.1-2016.1 | Dormitory | University |  |  | 1 |  |  |  |  | 0 |  |  |  | ppm |  | 1777 | [17 empty] | 41 | [43 empty] | 0 |  |  |  | ppb
707 | 94 | Wu: 2016 | 吴会鹏. 严寒地区学生宿舍室内空气品质实测与分析[D]. 哈尔滨工业大学, 2016 |  | Harbin | 2016.1-2016.1 | Dormitory | University |  |  | 1 |  |  |  |  | 0.2 |  |  |  | ppm |  | 1113 | [17 empty] | 43 | [43 empty] | 0 |  |  |  | ppb
708 | 94 | Wu: 2016 | 吴会鹏. 严寒地区学生宿舍室内空气品质实测与分析[D]. 哈尔滨工业大学, 2016 |  | Harbin | 2016.1-2016.1 | Dormitory | University |  |  | 1 |  |  |  |  | 0.1 |  |  |  | ppm |  | 865 | [17 empty] | 40 | [43 empty] | 10 |  |  |  | ppb
709 | 94 | Wu: 2016 | 吴会鹏. 严寒地区学生宿舍室内空气品质实测与分析[D]. 哈尔滨工业大学, 2016 |  | Harbin | 2016.1-2016.1 | Dormitory | University |  |  | 1 |  |  |  |  | 0.1 |  |  |  | ppm |  | 1872 | [17 empty] | 41 | [43 empty] | 10 |  |  |  | ppb
710 | 94 | Wu: 2016 | 吴会鹏. 严寒地区学生宿舍室内空气品质实测与分析[D]. 哈尔滨工业大学, 2016 |  | Harbin | 2016.1-2016.1 | Dormitory | University |  |  | 1 |  |  |  |  | 0.1 |  |  |  | ppm |  | 1203 | [17 empty] | 52 | [43 empty] | 20 |  |  |  | ppb
711 | 94 | Wu: 2016 | 吴会鹏. 严寒地区学生宿舍室内空气品质实测与分析[D]. 哈尔滨工业大学, 2016 |  | Harbin | 2016.1-2016.1 | Dormitory | University |  |  | 1 |  |  |  |  | 0.2 |  |  |  | ppm |  | 1352 | [17 empty] | 54 | [43 empty] | 20 |  |  |  | ppb
712 | 94 | Wu: 2016 | 吴会鹏. 严寒地区学生宿舍室内空气品质实测与分析[D]. 哈尔滨工业大学, 2016 |  | Harbin | 2016.1-2016.1 | Dormitory | University |  |  | 1 |  |  |  |  | 0 |  |  |  | ppm |  | 3500 | [17 empty] | 66 | [43 empty] | 20 |  |  |  | ppb
713 | 94 | Wu: 2016 | 吴会鹏. 严寒地区学生宿舍室内空气品质实测与分析[D]. 哈尔滨工业大学, 2016 |  | Harbin | 2016.1-2016.1 | Dormitory | University |  |  | 1 |  |  |  |  | 0 |  |  |  | ppm |  | 874 | [17 empty] | 45 | [43 empty] | 10 |  |  |  | ppb
714 | 94 | Wu: 2016 | 吴会鹏. 严寒地区学生宿舍室内空气品质实测与分析[D]. 哈尔滨工业大学, 2016 |  | Harbin | 2016.1-2016.1 | Dormitory | University |  |  | 1 |  |  |  |  | 0.1 |  |  |  | ppm |  | 1214 | [17 empty] | 53 | [43 empty] | 0 |  |  |  | ppb
715 | 94 | Wu: 2016 | 吴会鹏. 严寒地区学生宿舍室内空气品质实测与分析[D]. 哈尔滨工业大学, 2016 |  | Harbin | 2016.1-2016.1 | Dormitory | University |  |  | 1 |  |  |  |  | 0 |  |  |  | ppm |  | 840 | [17 empty] | 51 | [43 empty] | 0 |  |  |  | ppb
716 | 94 | Wu: 2016 | 吴会鹏. 严寒地区学生宿舍室内空气品质实测与分析[D]. 哈尔滨工业大学, 2016 |  | Harbin | 2016.1-2016.1 | Dormitory | University |  |  | 1 |  |  |  |  | 0.1 |  |  |  | ppm |  | 1492 | [17 empty] | 51 | [43 empty] | 0 |  |  |  | ppb
717 | 94 | Wu: 2016 | 吴会鹏. 严寒地区学生宿舍室内空气品质实测与分析[D]. 哈尔滨工业大学, 2016 |  | Harbin | 2016.1-2016.1 | Dormitory | University |  |  | 1 |  |  |  |  | 0.2 |  |  |  | ppm |  | 1440 | [17 empty] | 40 | [43 empty] | 0 |  |  |  | ppb
718 | 94 | Wu: 2016 | 吴会鹏. 严寒地区学生宿舍室内空气品质实测与分析[D]. 哈尔滨工业大学, 2016 |  | Harbin | 2016.1-2016.1 | Dormitory | University |  |  | 1 |  |  |  |  | 0 |  |  |  | ppm |  | 1246 | [17 empty] | 51 | [43 empty] | 20 |  |  |  | ppb
719 | 94 | Wu: 2016 | 吴会鹏. 严寒地区学生宿舍室内空气品质实测与分析[D]. 哈尔滨工业大学, 2016 |  | Harbin | 2016.1-2016.1 | Dormitory | University |  |  | 1 |  |  |  |  | 0.2 |  |  |  | ppm |  | 1006 | [17 empty] | 83 | [43 empty] | 0 |  |  |  | ppb
720 | 94 | Wu: 2016 | 吴会鹏. 严寒地区学生宿舍室内空气品质实测与分析[D]. 哈尔滨工业大学, 2016 |  | Harbin | 2016.1-2016.1 | Dormitory | University |  |  | 1 |  |  |  |  | 0.1 |  |  |  | ppm |  | 877 | [17 empty] | 53 | [43 empty] | 20 |  |  |  | ppb
721 | 94 | Wu: 2016 | 吴会鹏. 严寒地区学生宿舍室内空气品质实测与分析[D]. 哈尔滨工业大学, 2016 |  | Harbin | 2016.1-2016.1 | Dormitory | University |  |  | 1 |  |  |  |  | 0 |  |  |  | ppm |  | 1295 | [17 empty] | 62 | [43 empty] | 0 |  |  |  | ppb
722 | 94 | Wu: 2016 | 吴会鹏. 严寒地区学生宿舍室内空气品质实测与分析[D]. 哈尔滨工业大学, 2016 |  | Harbin | 2016.1-2016.1 | Dormitory | University |  |  | 1 |  |  |  |  | 0 |  |  |  | ppm |  | 1251 | [17 empty] | 79 | [43 empty] | 20 |  |  |  | ppb
723 | 94 | Wu: 2016 | 吴会鹏. 严寒地区学生宿舍室内空气品质实测与分析[D]. 哈尔滨工业大学, 2016 |  | Harbin | 2016.1-2016.1 | Dormitory | University |  |  | 1 |  |  |  |  | 0.1 |  |  |  | ppm |  | 1397 | [17 empty] | 49 | [43 empty] | 10 |  |  |  | ppb
724 | 94 | Wu: 2016 | 吴会鹏. 严寒地区学生宿舍室内空气品质实测与分析[D]. 哈尔滨工业大学, 2016 |  | Harbin | 2016.1-2016.1 | Dormitory | University |  |  | 1 |  |  |  |  | 0.1 |  |  |  | ppm |  | 1704 | [17 empty] | 59 | [43 empty] | 20 |  |  |  | ppb
725 | 94 | Wu: 2016 | 吴会鹏. 严寒地区学生宿舍室内空气品质实测与分析[D]. 哈尔滨工业大学, 2016 |  | Harbin | 2016.1-2016.1 | Dormitory | University |  |  | 1 |  |  |  |  | 0.1 |  |  |  | ppm |  | 1265 | [17 empty] | 62 | [43 empty] | 10 |  |  |  | ppb
726 | 94 | Wu: 2016 | 吴会鹏. 严寒地区学生宿舍室内空气品质实测与分析[D]. 哈尔滨工业大学, 2016 |  | Harbin | 2016.1-2016.1 | Dormitory | University |  |  | 1 |  |  |  |  | 0 |  |  |  | ppm |  | 1340 | [17 empty] | 77 | [43 empty] | 10 |  |  |  | ppb
727 | 94 | Wu: 2016 | 吴会鹏. 严寒地区学生宿舍室内空气品质实测与分析[D]. 哈尔滨工业大学, 2016 |  | Harbin | 2016.1-2016.1 | Dormitory | University |  |  | 1 |  |  |  |  | 0 |  |  |  | ppm |  | 1140 | [17 empty] | 64 | [43 empty] | 20 |  |  |  | ppb
728 | 94 | Wu: 2016 | 吴会鹏. 严寒地区学生宿舍室内空气品质实测与分析[D]. 哈尔滨工业大学, 2016 |  | Harbin | 2016.1-2016.1 | Dormitory | University |  |  | 1 |  |  |  |  | 0.1 |  |  |  | ppm |  | 1840 | [17 empty] | 51 | [43 empty] | 0 |  |  |  | ppb
729 | 94 | Wu: 2016 | 吴会鹏. 严寒地区学生宿舍室内空气品质实测与分析[D]. 哈尔滨工业大学, 2016 |  | Harbin | 2016.1-2016.1 | Dormitory | University |  | 1 | 1 |  |  |  |  | 0.2 |  |  |  | ppm |  | 1499 | [17 empty] | 105 | [43 empty] | 0 |  |  |  | ppb
730 | 94 | Wu: 2016 | 吴会鹏. 严寒地区学生宿舍室内空气品质实测与分析[D]. 哈尔滨工业大学, 2016 |  | Harbin | 2016.1-2016.1 | Dormitory | University |  |  | 1 |  |  |  |  | 0.1 |  |  |  | ppm |  | 581 | [17 empty] | 135 | [43 empty] | 20 |  |  |  | ppb
731 | 94 | Wu: 2016 | 吴会鹏. 严寒地区学生宿舍室内空气品质实测与分析[D]. 哈尔滨工业大学, 2016 |  | Harbin | 2016.1-2016.1 | Dormitory | University |  |  | 1 |  |  |  |  | 0.1 |  |  |  | ppm |  | 1155 | [17 empty] | 136 | [43 empty] | 10 |  |  |  | ppb
732 | 94 | Wu: 2016 | 吴会鹏. 严寒地区学生宿舍室内空气品质实测与分析[D]. 哈尔滨工业大学, 2016 |  | Harbin | 2016.1-2016.1 | Dormitory | University |  |  | 1 |  |  |  |  | 0 |  |  |  | ppm |  | 1715 | [17 empty] | 190 | [43 empty] | 10 |  |  |  | ppb
733 | 94 | Wu: 2016 | 吴会鹏. 严寒地区学生宿舍室内空气品质实测与分析[D]. 哈尔滨工业大学, 2016 |  | Harbin | 2016.1-2016.1 | Dormitory | University |  |  | 1 |  |  |  |  | 0.2 |  |  |  | ppm |  | 1388 | [17 empty] | 150 | [43 empty] | 0 |  |  |  | ppb
734 | 94 | Wu: 2016 | 吴会鹏. 严寒地区学生宿舍室内空气品质实测与分析[D]. 哈尔滨工业大学, 2016 |  | Harbin | 2016.1-2016.1 | Dormitory | University |  |  | 1 |  |  |  |  | 0.2 |  |  |  | ppm |  | 1046 | [17 empty] | 118 | [43 empty] | 0 |  |  |  | ppb
735 | 94 | Wu: 2016 | 吴会鹏. 严寒地区学生宿舍室内空气品质实测与分析[D]. 哈尔滨工业大学, 2016 |  | Harbin | 2016.1-2016.1 | Dormitory | University |  |  | 1 |  |  |  |  | 0 |  |  |  | ppm |  | 1071 | [17 empty] | 118 | [43 empty] | 20 |  |  |  | ppb
736 | 94 | Wu: 2016 | 吴会鹏. 严寒地区学生宿舍室内空气品质实测与分析[D]. 哈尔滨工业大学, 2016 |  | Harbin | 2016.1-2016.1 | Dormitory | University |  |  | 1 |  |  |  |  | 0.1 |  |  |  | ppm |  | 1036 | [17 empty] | 170 | [43 empty] | 0 |  |  |  | ppb
737 | 94 | Wu: 2016 | 吴会鹏. 严寒地区学生宿舍室内空气品质实测与分析[D]. 哈尔滨工业大学, 2016 |  | Harbin | 2016.1-2016.1 | Dormitory | University |  |  | 1 |  |  |  |  | 0.2 |  |  |  | ppm |  | 702 | [17 empty] | 1220 | [43 empty] | 10 |  |  |  | ppb
738 | 94 | Wu: 2016 | 吴会鹏. 严寒地区学生宿舍室内空气品质实测与分析[D]. 哈尔滨工业大学, 2016 |  | Harbin | 2016.1-2016.1 | Dormitory | University |  |  | 1 |  |  |  |  | 0 |  |  |  | ppm |  | 1006 | [17 empty] | 103 | [43 empty] | 0 |  |  |  | ppb
739 | 94 | Wu: 2016 | 吴会鹏. 严寒地区学生宿舍室内空气品质实测与分析[D]. 哈尔滨工业大学, 2016 |  | Harbin | 2016.1-2016.1 | Dormitory | University |  |  | 1 |  |  |  |  | 0.1 |  |  |  | ppm |  | 570 | [17 empty] | 187 | [43 empty] | 10 |  |  |  | ppb
740 | 94 | Wu: 2016 | 吴会鹏. 严寒地区学生宿舍室内空气品质实测与分析[D]. 哈尔滨工业大学, 2016 |  | Harbin | 2016.1-2016.1 | Dormitory | University |  |  | 1 |  |  |  |  | 0 |  |  |  | ppm |  | 523 | [17 empty] | 83 | [43 empty] | 20 |  |  |  | ppb
741 | 94 | Wu: 2016 | 吴会鹏. 严寒地区学生宿舍室内空气品质实测与分析[D]. 哈尔滨工业大学, 2016 |  | Harbin | 2016.1-2016.1 | Dormitory | University |  |  | 1 |  |  |  |  | 0.2 |  |  |  | ppm |  | 2815 | [17 empty] | 99 | [43 empty] | 0 |  |  |  | ppb
742 | 94 | Wu: 2016 | 吴会鹏. 严寒地区学生宿舍室内空气品质实测与分析[D]. 哈尔滨工业大学, 2016 |  | Harbin | 2016.1-2016.1 | Dormitory | University |  |  | 1 |  |  |  |  | 0.1 |  |  |  | ppm |  | 1868 | [17 empty] | 124 | [43 empty] | 20 |  |  |  | ppb
743 | 94 | Wu: 2016 | 吴会鹏. 严寒地区学生宿舍室内空气品质实测与分析[D]. 哈尔滨工业大学, 2016 |  | Harbin | 2016.1-2016.1 | Dormitory | University |  |  | 1 |  |  |  |  | 0.1 |  |  |  | ppm |  | 993 | [17 empty] | 177 | [43 empty] | 0 |  |  |  | ppb
744 | 94 | Wu: 2016 | 吴会鹏. 严寒地区学生宿舍室内空气品质实测与分析[D]. 哈尔滨工业大学, 2016 |  | Harbin | 2016.1-2016.1 | Dormitory | University |  |  | 1 |  |  |  |  | 0 |  |  |  | ppm |  | 1623 | [17 empty] | 124 | [43 empty] | 0 |  |  |  | ppb
745 | 94 | Wu: 2016 | 吴会鹏. 严寒地区学生宿舍室内空气品质实测与分析[D]. 哈尔滨工业大学, 2016 |  | Harbin | 2016.1-2016.1 | Dormitory | University |  |  | 1 |  |  |  |  | 0 |  |  |  | ppm |  | 2527 | [17 empty] | 95 | [43 empty] | 10 |  |  |  | ppb
746 | 94 | Wu: 2016 | 吴会鹏. 严寒地区学生宿舍室内空气品质实测与分析[D]. 哈尔滨工业大学, 2016 |  | Harbin | 2016.1-2016.1 | Dormitory | University |  |  | 1 |  |  |  |  | 0 |  |  |  | ppm |  | 3497 | [17 empty] | 80 | [43 empty] | 10 |  |  |  | ppb
747 | 94 | Wu: 2016 | 吴会鹏. 严寒地区学生宿舍室内空气品质实测与分析[D]. 哈尔滨工业大学, 2016 |  | Harbin | 2016.1-2016.1 | Dormitory | University |  |  | 1 |  |  |  |  | 0.2 |  |  |  | ppm |  | 1477 | [17 empty] | 134 | [43 empty] | 20 |  |  |  | ppb
748 | 94 | Wu: 2016 | 吴会鹏. 严寒地区学生宿舍室内空气品质实测与分析[D]. 哈尔滨工业大学, 2016 |  | Harbin | 2016.1-2016.1 | Dormitory | University |  |  | 1 |  |  |  |  | 0.1 |  |  |  | ppm |  | 566 | [17 empty] | 193 | [43 empty] | 10 |  |  |  | ppb
749 | 94 | Wu: 2016 | 吴会鹏. 严寒地区学生宿舍室内空气品质实测与分析[D]. 哈尔滨工业大学, 2016 |  | Harbin | 2016.1-2016.1 | Dormitory | University |  |  | 1 |  |  |  |  | 0.2 |  |  |  | ppm |  | 870 | [17 empty] | 144 | [43 empty] | 0 |  |  |  | ppb
750 | 94 | Wu: 2016 | 吴会鹏. 严寒地区学生宿舍室内空气品质实测与分析[D]. 哈尔滨工业大学, 2016 |  | Harbin | 2016.1-2016.1 | Dormitory | University |  |  | 1 |  |  |  |  | 0.1 |  |  |  | ppm |  | 1012 | [17 empty] | 132 | [43 empty] | 0 |  |  |  | ppb
751 | 94 | Wu: 2016 | 吴会鹏. 严寒地区学生宿舍室内空气品质实测与分析[D]. 哈尔滨工业大学, 2016 |  | Harbin | 2016.1-2016.1 | Dormitory | University |  |  | 1 |  |  |  |  | 0 |  |  |  | ppm |  | 950 | [17 empty] | 114 | [43 empty] | 0 |  |  |  | ppb
752 | 94 | Wu: 2016 | 吴会鹏. 严寒地区学生宿舍室内空气品质实测与分析[D]. 哈尔滨工业大学, 2016 |  | Harbin | 2016.1-2016.1 | Dormitory | University |  |  | 1 |  |  |  |  | 0.2 |  |  |  | ppm |  | 2101 | [17 empty] | 230 | [43 empty] | 0 |  |  |  | ppb
753 | 94 | Wu: 2016 | 吴会鹏. 严寒地区学生宿舍室内空气品质实测与分析[D]. 哈尔滨工业大学, 2016 |  | Harbin | 2016.1-2016.1 | Dormitory | University |  |  | 1 |  |  |  |  | 0 |  |  |  | ppm |  | 1193 | [17 empty] | 216 | [43 empty] | 10 |  |  |  | ppb
754 | 94 | Wu: 2016 | 吴会鹏. 严寒地区学生宿舍室内空气品质实测与分析[D]. 哈尔滨工业大学, 2016 |  | Harbin | 2016.1-2016.1 | Dormitory | University |  |  | 1 |  |  |  |  | 0 |  |  |  | ppm |  | 1294 | [17 empty] | 150 | [43 empty] | 0 |  |  |  | ppb
755 | 94 | Wu: 2016 | 吴会鹏. 严寒地区学生宿舍室内空气品质实测与分析[D]. 哈尔滨工业大学, 2016 |  | Harbin | 2016.1-2016.1 | Dormitory | University |  |  | 1 |  |  |  |  | 0 |  |  |  | ppm |  | 690 | [17 empty] | 287 | [43 empty] | 0 |  |  |  | ppb
756 | 94 | Wu: 2016 | 吴会鹏. 严寒地区学生宿舍室内空气品质实测与分析[D]. 哈尔滨工业大学, 2016 |  | Harbin | 2016.1-2016.1 | Dormitory | University |  |  | 1 |  |  |  |  | 0.1 |  |  |  | ppm |  | 2226 | [17 empty] | 184 | [43 empty] | 20 |  |  |  | ppb
757 | 95 | Huang:2016 | 黄诗卉. 自然通风的学校建筑室内外颗粒物浓度及其相关性研究[D]. 西安建筑科技大学, 2016 |  | Xi'an | 2015.11.8-11.9 | Dormitory | University |  |  |  | 67 | Non-heating season |  |  | 0.43 | 0.43 | 0 | 1.4 | ppm |  | 1486 | 568 | 720 | 2623 | [14 empty] | 36.34 | 19.92 | 14.08 | 104.63 |  |  |  | 80.99 | 48.14 | 22.96 | 178.61
758 | 95 | Huang:2016 | 黄诗卉. 自然通风的学校建筑室内外颗粒物浓度及其相关性研究[D]. 西安建筑科技大学, 2016 |  | Xi'an | 2015.11.21-11.22 | Dormitory | University |  |  |  | 91 | Heating season |  |  | 0.47 | 0.2 | 0.2 | 0.83 | ppm |  | 1427 | 566 | 737 | 1255
759 | 95 | Huang:2016 | 黄诗卉. 自然通风的学校建筑室内外颗粒物浓度及其相关性研究[D]. 西安建筑科技大学, 2016 |  | Xi'an | 2015.11.10-11.11 | Office | University |  |  |  | 33 | Non-heating season |  |  | 0.53 | 0.16 | 0.25 | 0.8 | ppm |  | 1579 | 637 | 738 | 2793 | [14 empty] | 34.26 | 14.14 | 16.18 | 70.63 |  |  |  | 78.8 | 32.45 | 22.82 | 156.07
760 | 95 | Huang:2016 | 黄诗卉. 自然通风的学校建筑室内外颗粒物浓度及其相关性研究[D]. 西安建筑科技大学, 2016 |  | Xi'an | 2015.11.18-11.20 | Office | University |  |  |  | 44 | Heating season |  |  | 0.78 | 0.16 | 0.55 | 1.17 | ppm |  | 1299 | 454 | 710 | 2391
761 | 95 | Huang:2016 | 黄诗卉. 自然通风的学校建筑室内外颗粒物浓度及其相关性研究[D]. 西安建筑科技大学, 2016 |  | Xi'an | 2015.11.13 | Classroom | University |  |  |  | 11 | Non-heating season |  |  | 0.63 | 0.08 | 0.5 | 0.8 | ppm |  | 2338 | 179 | 1886 | 2568 | [14 empty] | 48.01 | 9.44 | 38.43 | 58.1 |  |  |  | 98.73 | 48.71 | 50.59 | 153.09
762 | 95 | Huang:2016 | 黄诗卉. 自然通风的学校建筑室内外颗粒物浓度及其相关性研究[D]. 西安建筑科技大学, 2016 |  | Xi'an | 2015.11.27 | Classroom | University |  |  |  | 11 | Heating season |  |  | 1.45 | 0.31 | 1.02 | 1.9 | ppm |  | 2284 | 291 | 1729 | 2678
[10 empty] | 129 | 738 | 4155
| 共38篇文献 |  |  | 共23个城市
| 7 |  |  | Baoji
| 12 |  |  | Beijing
| 14 |  |  | Chengdu
| 28 |  |  | Changchun
| 32 |  |  | Dalian
| 39 |  |  | Qingdao
| 34 |  |  | Qinghai
| 42 |  |  | Nanjing
| 45 |  |  | Guangzhou
| 46 |  |  | Jiaozuo
| 47 |  |  | Shaoyang
| 49 |  |  | Shenyang
| 52 |  |  | Shenzhen
| 58 |  |  | Hangzhou
| 61 |  |  | Harbin
| 70 |  |  | Tianjin
| 71 |  |  | Taiyuan
| 73 |  |  | Wuhan
| 76 |  |  | Xi'an
| 77 |  |  | Xuzhou
| 78 |  |  | Yinchuan
| 79 |  |  | Yingkou
| 80 |  |  | Zhuzhou
81
82
83
84
85
86
87
88
89
90
91
92
93
94
95

## 25篇
Line | Paper ID | Reference_EN | Reference_CN | DOI | City/Province | Sampling period | Building type |  |  | Number |  |  |  | Sampling standard | Ventilation | CO: ug/m3 | [5 empty] | CO2: ppm | [5 empty] | NH3: ug/m3 | [5 empty] | Ozone: ug/m3 | [5 empty] | PM2.5: ug/m3 | [6 empty] | PM10: ug/m3 | [6 empty] | Formaldehyde: ug/m3 | [5 empty] | Benzene: ug/m3 | [5 empty] | Toluene: ug/m3 | [5 empty] | Ethylbenzene | [5 empty] | Xylene: ug/m3 | [5 empty] | TVOC: ug/m3 | [5 empty] | Bacteria: CFU/m3 | [5 empty] | Fungi: CFU/m3 | [5 empty] | Radon: Bq/m3 | [5 empty] | ACH: m3/h/person | [5 empty] | Sulfur dioxide: ug/m3 | [5 empty] | Nitrogen dioxide: ug/m3 | [5 empty] | Extra Info
0 | [6 empty] | Primary type | Second type | Third type | Buildings | Rooms | Samples | Note |  |  | Mean | Std | Min | Max | Note | Testing standard | Mean | Std | Min | Max | Note | Testing standard | Mean | Std | Min | Max | Note | Testing standard | Mean | Std | Min | Max | Note | Testing standard | Mean | Std | Min | Max | Outdoor | Note | Testing standard | Mean | Std | Min | Max | Outdoor | Note | Testing standard | Mean | Std | Min | Max | Note | Testing standard | Mean | Std | Min | Max | Note | Testing standard | Mean | Std | Min | Max | Note | Testing standard | Mean | Std | Min | Max | Note | Testing standard | Mean | Std | Min | Max | Note | Testing standard | Mean | Std | Min | Max | Note | Testing standard | Mean | Std | Min | Max | Note | Testing standard | Mean | Std | Min | Max | Note | Testing standard | Mean | Std | Min | Max | Note | Testing standard | Mean | Std | Min | Max | Note | Testing standard | Mean | Std | Min | Max | Note | Testing standard | Mean | Std | Min | Max | Note | Testing standard
1 | 7 | Xia et al: 2016 | 夏秋良,张臣飞,尹乐斌,赵良忠. 大学校园不同场所室内微生物污染调查及分析[J]. 农产品加工,2016,(04):67-69 | 10.16693/j.cnki.1671-9646(X).2016.02.049 | Shaoyang | 2015-2015 (assumed) | Classroom | University |  |  | 1 | 5 |  | GB/T 18883-2002 | Normal | [74 empty] | 12482 | [5 empty] | 1764
2 | 12 | Gan et al: 2013 | 干雅平,申秀英,姚超英,徐明仙. 杭州某高校室内空气质量状况调查分析[J]. 环境污染与防治,2013,35(02):78-81+84 | 10.15985/j.cnki.1001-3865.2013.02.018 | Hangzhou | 2011.03-2011.03 | Classroom | University |  |  | 75 | 45 |  |  | Normal | [12 empty] | 120 | 40 | 50 | 180 |  | GB/T 18204.25-2000 | [20 empty] | 150 | 120 | 20 | 400 |  | GB/T 182-4.25 | 87130 | 31290 |  |  |  | GB/T 11737-1989 | 157430 | 5350 |  |  |  | GB/T 11737-1989 | [6 empty] | 124350 | 47850 |  |  |  | GB/T 11737-1989 | [18 empty] | 35.5 | 8.6 | 24.8 | 55.4
3 | 12 | Gan et al: 2013 | 干雅平,申秀英,姚超英,徐明仙. 杭州某高校室内空气质量状况调查分析[J]. 环境污染与防治,2013,35(02):78-81+84 | 10.15985/j.cnki.1001-3865.2013.02.018 | Hangzhou | 2011.03-2011.03 | Classroom | University |  |  | 0 | 58 |  |  | Normal | [12 empty] | 140 | 30 | 70 | 190 |  | GB/T 18204.25-2000 | [20 empty] | 90 | 40 | 20 | 190 |  |  | 75760 | 34950 |  |  |  | GB/T 11737-1989 | 97160 | 54450 |  |  |  | GB/T 11737-1989 | [6 empty] | 94670 | 50190 |  |  |  | GB/T 11737-1989 | [18 empty] | 40.6 | 12.7 | 19.1 | 80
4 | 12 | Gan et al: 2013 | 干雅平,申秀英,姚超英,徐明仙. 杭州某高校室内空气质量状况调查分析[J]. 环境污染与防治,2013,35(02):78-81+84 | 10.15985/j.cnki.1001-3865.2013.02.018 | Hangzhou | 2011.03-2011.03 | Classroom | University |  |  | 0 | 40 |  |  | Normal | [12 empty] | 110 | 30 | 50 | 180 |  | GB/T 18204.25-2000 | [20 empty] | 40 | 80 | 0 | 310 |  |  | 5740 | 3500 |  |  |  | GB/T 11737-1989 | 11120 | 2920 |  |  |  | GB/T 11737-1989 | [6 empty] | 10080 | 3760 |  |  |  | GB/T 11737-1989 | [18 empty] | 32.5 | 5.1 | 13.6 | 40.2
5 | 12 | Gan et al: 2013 | 干雅平,申秀英,姚超英,徐明仙. 杭州某高校室内空气质量状况调查分析[J]. 环境污染与防治,2013,35(02):78-81+84 | 10.15985/j.cnki.1001-3865.2013.02.018 | Hangzhou | 2011.03-2011.03 | Classroom | University |  |  | 0 | 42 |  |  | Normal | [12 empty] | 120 | 30 | 50 | 160 |  | GB/T 18204.25-2000 | [20 empty] | 10 | 10 | 10 | 40 |  |  | 5210 | 930 |  |  |  | GB/T 11737-1989 | 8400 | 1950 |  |  |  | GB/T 11737-1989 | [6 empty] | 8160 | 1860 |  |  |  | GB/T 11737-1989 | [18 empty] | 26.9 | 5.1 | 9.4 | 38.9
6 | 12 | Gan et al: 2013 | 干雅平,申秀英,姚超英,徐明仙. 杭州某高校室内空气质量状况调查分析[J]. 环境污染与防治,2013,35(02):78-81+84 | 10.15985/j.cnki.1001-3865.2013.02.018 | Hangzhou | 2011.03-2011.03 | Classroom | University |  |  | 0 | 40 |  |  | Normal | [12 empty] | 100 | 30 | 50 | 140 |  | GB/T 18204.25-2000 | [20 empty] | 10 | 0 | 0 | 20 |  |  | 4450 | 1340 |  |  |  | GB/T 11737-1989 | 8330 | 1340 |  |  |  | GB/T 11737-1989 | [6 empty] | 8050 | 1120 |  |  |  | GB/T 11737-1989 | [18 empty] | 13 | 4 | 4.1 | 23.6
7 | 12 | Gan et al: 2013 | 干雅平,申秀英,姚超英,徐明仙. 杭州某高校室内空气质量状况调查分析[J]. 环境污染与防治,2013,35(02):78-81+84 | 10.15985/j.cnki.1001-3865.2013.02.018 | Hangzhou | 2011.06-2011.06 | Classroom | University |  |  | 0 | 45 |  |  | Normal | [12 empty] | 110 | 60 | 60 | 180 |  | GB/T 18204.25-2000 | [20 empty] | 190 | 30 | 30 | 660 |  |  | 96620 | 4120 |  |  |  | GB/T 11737-1989 | 189430 | 54680 |  |  |  | GB/T 11737-1989 | [6 empty] | 156660 | 44170 |  |  |  | GB/T 11737-1989 | [18 empty] | 36.3 | 7.9 | 23.7 | 54.6
8 | 12 | Gan et al: 2013 | 干雅平,申秀英,姚超英,徐明仙. 杭州某高校室内空气质量状况调查分析[J]. 环境污染与防治,2013,35(02):78-81+84 | 10.15985/j.cnki.1001-3865.2013.02.018 | Hangzhou | 2011.06-2011.06 | Classroom | University |  |  | 0 | 58 |  |  | Normal | [12 empty] | 160 | 40 | 90 | 190 |  | GB/T 18204.25-2000 | [20 empty] | 110 | 90 | 40 | 340 |  |  | 82090 | 35570 |  |  |  | GB/T 11737-1989 | 125910 | 52920 |  |  |  | GB/T 11737-1989 | [6 empty] | 114220 | 57280 |  |  |  | GB/T 11737-1989 | [18 empty] | 39 | 10.5 | 18.2 | 76.6
9 | 12 | Gan et al: 2013 | 干雅平,申秀英,姚超英,徐明仙. 杭州某高校室内空气质量状况调查分析[J]. 环境污染与防治,2013,35(02):78-81+84 | 10.15985/j.cnki.1001-3865.2013.02.018 | Hangzhou | 2011.06-2011.06 | Classroom | University |  |  | 0 | 40 |  |  | Normal | [12 empty] | 110 | 40 | 60 | 180 |  | GB/T 18204.25-2000 | [20 empty] | 80 | 130 | 0 | 360 |  |  | 5950 | 3720 |  |  |  | GB/T 11737-1989 | 14730 | 4060 |  |  |  | GB/T 11737-1989 | [6 empty] | 14650 | 3690 |  |  |  | GB/T 11737-1989 | [18 empty] | 34.1 | 5.7 | 15 | 43.3
10 | 12 | Gan et al: 2013 | 干雅平,申秀英,姚超英,徐明仙. 杭州某高校室内空气质量状况调查分析[J]. 环境污染与防治,2013,35(02):78-81+84 | 10.15985/j.cnki.1001-3865.2013.02.018 | Hangzhou | 2011.06-2011.06 | Classroom | University |  |  | 0 | 42 |  |  | Normal | [12 empty] | 130 | 30 | 50 | 150 |  | GB/T 18204.25-2000 | [20 empty] | 10 | 0 | 10 | 40 |  |  | 5280 | 1030 |  |  |  | GB/T 11737-1989 | 10070 | 1970 |  |  |  | GB/T 11737-1989 | [6 empty] | 10020 | 1820 |  |  |  | GB/T 11737-1989 | [18 empty] | 27.1 | 5.4 | 11.4 | 38.6
11 | 12 | Gan et al: 2013 | 干雅平,申秀英,姚超英,徐明仙. 杭州某高校室内空气质量状况调查分析[J]. 环境污染与防治,2013,35(02):78-81+84 | 10.15985/j.cnki.1001-3865.2013.02.018 | Hangzhou | 2011.06-2011.06 | Classroom | University |  |  | 0 | 40 |  |  | Normal | [12 empty] | 100 | 30 | 60 | 140 |  | GB/T 18204.25-2000 | [20 empty] | 0 | 0 | 0 | 20 |  |  | 4530 | 1500 |  |  |  | GB/T 11737-1989 | 10000 | 1230 |  |  |  | GB/T 11737-1989 | [6 empty] | 9940 | 1070 |  |  |  | GB/T 11737-1989 | [18 empty] | 14.2 | 5 | 5.9 | 24.1
12 | 14 | Yang: 2015 | 杨卓森. 天津某区新建幼儿园室内空气卫生状况调查[J]. 职业与健康,2015,31(01):112-113 | 10.13329/j.cnki.zyyjk.2015.0084 | Tianjin | 2011-2013 | Classroom | Kinergarden |  | 8 | 27 | 93 |  | GB/T 17200-1998 | Not mentioned | [38 empty] | 60 | 130 | 10 | 170 |  |  | 30 | 20 | 10 | 60 |  |  | 190 | 90 | 60 | 340 | [8 empty] | 180 | 100 | 40 | 380 |  |  | 460 | 130 | 60 | 830
13 | 28 | De et al: 2015 | 德小明,郭大为,虎明明,张亚娟,李玲,李宏辉,李丽萍. 银川市某区15所幼儿园室内空气质量调查[J]. 环境与职业医学,2015,32(09):860-862 | 10.13213/j.cnki.jeom.2015.14685 | Yinchuan | 2014.04-2014.06 | Classroom | Kinergarden |  | 15 | 45 |  |  |  | Normal | 43 |  | 0 | 1000 |  |  | 0.061 | 0.028 |  | 0.122 | % | [27 empty] | 0 |  | 0 | 107 | [26 empty] | 5 |  | 0 | 125 |  |  | 4.48 | 1.9 | 0.6 | 7.4 | CFU/vessel
14 | 32 | Xu et al: 2010 | 徐小冬,王智勇,袁玉,于春娇,黄丹,富蓉. 2009年大连市城区高中学校教室二氧化碳浓度调查[J]. 预防医学论坛,2010,16(06):539-541 | 10.16406/j.pmt.issn.1672-9153.2010.06.016 | Dalian | 2009.05-2009.05 | Classroom | High school |  | 1 | 11 | [12 empty] | 0.165 | 0.251 | %
15 | 32 | Xu et al: 2010 | 徐小冬,王智勇,袁玉,于春娇,黄丹,富蓉. 2009年大连市城区高中学校教室二氧化碳浓度调查[J]. 预防医学论坛,2010,16(06):539-541 | 10.16406/j.pmt.issn.1672-9153.2010.06.016 | Dalian | 2009.05-2009.05 | Classroom | High school |  | 0 | 4 | [12 empty] | 0.129 | 0.143 | %
16 | 34 | Lv et al: 2011 | 吕锐,于梦汝,张文卿,王斌. 2010年某大学公共场所室内空气细菌总数检测分析[J]. 预防医学论坛,2011,17(12):1082-1083+1087 | 10.16406/j.pmt.issn.1672-9153.2011.12.041 | Qingdao | 2010.10-2010.10 | Classroom | University |  |  |  | 50 | [77 empty] | 415 | 349
17 | 39 | Wang et al: 2009 | 王跃,杨涛,任宴梅,周雁,李艳花,张秀梅,薛小莉. 成都市某高校室内空气细菌污染的监测与分析[J]. 成都医学院学报,2009,4(04):295-297 | 10.3969/j.issn.1674-2257.2009.04.020 | Chengdu | Not mentioned | Classroom | University |  |  |  | 6 | [77 empty] | 573.8 | 201.4 | 275.1 | 880.3
18 | 42 | Feng et al: 2012 | 冯利,黄慧,Chul-ho Shin,吴桂萍,崔龙哲. 大学校园室内BTEX浓度水平变化规律及健康风险[J]. 环境科学与技术,2012,35(11):191-194 |  | Wuhan | 2011.06-2011.08 | Classroom | University |  |  |  | 15 | [47 empty] | 18.4 |  | 5.4 | 28.4 |  |  | 21.6 |  | 18.3 | 42.5 |  |  | 17.7 |  | 7.5 | 39.6 |  |  | 13 |  | 5.3 | 28.4 | m: p; not o
19 | 45 | Kong and Zhang: 2010 | 孔祥华,张海东. 高校室内空气中甲醛污染状况检测分析[J]. 科技信息,2010,(27):459+479 | 10.3969/j.issn.1001-9960.2010.27.356 | Baoji | Not mentioned | Classroom | University |  | 1 | 1 |  |  |  | Closed | [38 empty] | 79
20 | 49 | Liang et al: 2012 | 梁伯衡,梁会营,刘维斯,秦鹏哲,冯晶,利耀辉,蒋琴琴,陈思宇. 广州市工作和公共场所室内空气PM2.5浓度调查[J]. 热带医学杂志,2012,12(10):1252-1254+1267 |  | Guangzhou | Not mentioned | Classroom | Not specified |  |  |  | 12 | [27 empty] | 64.7 | 24.9 | 35 | 117.3
21 | 58 | Kang and Lv: 2012 | 康琦,吕锐. 某大学校园室内空气细菌含量检测及空气质量评价[J]. 青岛大学医学院学报,2012,48(05):449-450 | 10.3969/j.issn.1672-4488.2012.05.028 | Qingdao | 2011.03-2011.03 | Classroom | University |  |  |  | 12 | [77 empty] | 420 | 350
22 | 61 | Gao et al: 2012 | 高衍新,隋少峰,孔凡玲,黄东海. 青岛市某学校室内空气质量卫生学评价[J]. 中国卫生工程学,2012,11(04):274-276+284 |  | Qingdao | Not mentioned | Classroom | High school |  |  | 1 |  |  |  |  | 370 | 70 |  |  |  |  | 0.15 | 0 |  |  | % | [20 empty] | 200 | 0 | [5 empty] | 350 | 40 | [34 empty] | 393 | 111
23 | 61 | Gao et al: 2012 | 高衍新,隋少峰,孔凡玲,黄东海. 青岛市某学校室内空气质量卫生学评价[J]. 中国卫生工程学,2012,11(04):274-276+284 |  | Qingdao | Not mentioned | Classroom | Middle school |  |  | 1 |  |  |  |  | 150 | 50 |  |  |  |  | 0.06 | 0 |  |  | % | [20 empty] | 140 | 0 | [5 empty] | 140 | 20 | [34 empty] | 157 | 32
24 | 61 | Gao et al: 2012 | 高衍新,隋少峰,孔凡玲,黄东海. 青岛市某学校室内空气质量卫生学评价[J]. 中国卫生工程学,2012,11(04):274-276+284 |  | Qingdao | Not mentioned | Classroom | Kindergarden |  |  | 1 |  |  |  |  | 200 | 0 |  |  |  |  | 0.15 | 0.01 |  |  | % | [20 empty] | 130 | 10 | [5 empty] | 160 | 10 | [34 empty] | 524 | 240
25 | 70 | Liu et al: 2008 | 刘颖,谷宇,王坤. 犀浦校区室内空气中甲醛污染现状[J]. 环境科学与管理,2008,(07):78-81 | 10.3969/j.issn.1673-1212.2008.07.021 | Chengdu | 2007.04-2007.04 | Classroom | University |  | 1 | 1 | [42 empty] | 12
26 | 70 | Liu et al: 2008 | 刘颖,谷宇,王坤. 犀浦校区室内空气中甲醛污染现状[J]. 环境科学与管理,2008,(07):78-81 | 10.3969/j.issn.1673-1212.2008.07.021 | Chengdu | 2007.04-2007.04 | Classroom | University |  | 0 | 1 | [42 empty] | 37
27 | 70 | Liu et al: 2008 | 刘颖,谷宇,王坤. 犀浦校区室内空气中甲醛污染现状[J]. 环境科学与管理,2008,(07):78-81 | 10.3969/j.issn.1673-1212.2008.07.021 | Chengdu | 2007.04-2007.04 | Classroom | University |  | 1 | 1 | [42 empty] | 86
28 | 70 | Liu et al: 2008 | 刘颖,谷宇,王坤. 犀浦校区室内空气中甲醛污染现状[J]. 环境科学与管理,2008,(07):78-81 | 10.3969/j.issn.1673-1212.2008.07.021 | Chengdu | 2007.04-2007.04 | Classroom | University |  | 1 | 1 | [42 empty] | 147
29 | 70 | Liu et al: 2008 | 刘颖,谷宇,王坤. 犀浦校区室内空气中甲醛污染现状[J]. 环境科学与管理,2008,(07):78-81 | 10.3969/j.issn.1673-1212.2008.07.021 | Chengdu | 2007.04-2007.04 | Classroom | University |  | 1 | 1 | [42 empty] | 86
30 | 71 | Zhou et al: 2011 | 周园,肖纯凌,王岚,刘新,苏航. 校园不同场所室内空气微生物分布的调查分析[J/]. 中国医科大学学报,2011,40(05):412+416 |  | Shenyang | 2009.Winter-2009.Winter | Classroom | University |  | 1 | [79 empty] | 3057
31 | 71 | Zhou et al: 2011 | 周园,肖纯凌,王岚,刘新,苏航. 校园不同场所室内空气微生物分布的调查分析[J/]. 中国医科大学学报,2011,40(05):412+416 |  | Shenyang | 2010.Summer-2010.Summer | Classroom | University |  | 0 | [79 empty] | 2708
32 | 73 | Liu: 2017 | 刘晗. 幼托园室内空气微生物污染状况调查[J]. 环保科技,2017,23(03):15-17 |  | Yingkou | 2014.07-2015.01 | Classroom | Kinergarden |  | 1 |  | 2592 | [77 empty] | 1496 |  |  |  | winter |  | 289 |  |  |  | winter
33 | 73 | Liu: 2017 | 刘晗. 幼托园室内空气微生物污染状况调查[J]. 环保科技,2017,23(03):15-17 |  | Yingkou | 2014.07-2015.01 | Classroom | Kinergarden | [81 empty] | 1632 |  |  |  | summer |  | 357 |  |  |  | summer
34 | 73 | Liu: 2017 | 刘晗. 幼托园室内空气微生物污染状况调查[J]. 环保科技,2017,23(03):15-17 |  | Yingkou | 2014.07-2015.01 | Classroom | Kinergarden |  | 1 | [79 empty] | 329 |  |  |  | winter |  | 500 |  |  |  | winter
35 | 73 | Liu: 2017 | 刘晗. 幼托园室内空气微生物污染状况调查[J]. 环保科技,2017,23(03):15-17 |  | Yingkou | 2014.07-2015.01 | Classroom | Kinergarden | [81 empty] | 329 |  |  |  | summer |  | 541 |  |  |  | summer
36 | 73 | Liu: 2017 | 刘晗. 幼托园室内空气微生物污染状况调查[J]. 环保科技,2017,23(03):15-17 |  | Yingkou | 2014.07-2015.01 | Classroom | Kinergarden |  | 1 | [79 empty] | 1339 |  |  |  | winter |  | 420 |  |  |  | winter
37 | 73 | Liu: 2017 | 刘晗. 幼托园室内空气微生物污染状况调查[J]. 环保科技,2017,23(03):15-17 |  | Yingkou | 2014.07-2015.01 | Classroom | Kinergarden | [81 empty] | 1441 |  |  |  | summer |  | 580 |  |  |  | summer
38 | 73 | Liu: 2017 | 刘晗. 幼托园室内空气微生物污染状况调查[J]. 环保科技,2017,23(03):15-17 |  | Yingkou | 2014.07-2015.01 | Classroom | Kinergarden |  | 1 | [79 empty] | 1384 |  |  |  | winter |  | 506 |  |  |  | winter
39 | 73 | Liu: 2017 | 刘晗. 幼托园室内空气微生物污染状况调查[J]. 环保科技,2017,23(03):15-17 |  | Yingkou | 2014.07-2015.01 | Classroom | Kinergarden | [81 empty] | 1472 |  |  |  | summer |  | 635 |  |  |  | summer
40 | 73 | Liu: 2017 | 刘晗. 幼托园室内空气微生物污染状况调查[J]. 环保科技,2017,23(03):15-17 |  | Yingkou | 2014.07-2015.01 | Classroom | Kinergarden |  | 1 | [79 empty] | 315 |  |  |  | winter |  | 360 |  |  |  | winter
41 | 73 | Liu: 2017 | 刘晗. 幼托园室内空气微生物污染状况调查[J]. 环保科技,2017,23(03):15-17 |  | Yingkou | 2014.07-2015.01 | Classroom | Kinergarden | [81 empty] | 727 |  |  |  | summer |  | 321 |  |  |  | summer
42 | 73 | Liu: 2017 | 刘晗. 幼托园室内空气微生物污染状况调查[J]. 环保科技,2017,23(03):15-17 |  | Yingkou | 2014.07-2015.01 | Classroom | Kinergarden |  | 1 | [79 empty] | 256 |  |  |  | winter |  | 352 |  |  |  | winter
43 | 73 | Liu: 2017 | 刘晗. 幼托园室内空气微生物污染状况调查[J]. 环保科技,2017,23(03):15-17 |  | Yingkou | 2014.07-2015.01 | Classroom | Kinergarden | [81 empty] | 786 |  |  |  | summer |  | 569 |  |  |  | summer
44 | 77 | Chen:2007 | 陈威威. 北方地区高校教室内空气品质研究[D]. 哈尔滨工程大学, 2007 | 10.7666/d.y1097181 | Harbin | 2006.3-2006.3 | Classroom | Teaching building | University | 1 | 6 | varied | Building age:50 years |  | Normal | 388 | 487 | 0 | 1800 | Samples：624 |  | 0.082 | 0.073 | 0.01 | 0.43 | Samples：1395 | % | [19 empty] | 25 | 31 | 0 | 250 |  | Samples：1695 |  | 30 | 10 | 10 | 40 | Samples：11 | [25 empty] | 146 | 112 | 20 | 540 | Samples：861 | [13 empty] | 32.03 | 7.17 | 24.6 | 45.6 | Samples：7
45 | 77 | Chen:2007 | 陈威威. 北方地区高校教室内空气品质研究[D]. 哈尔滨工程大学, 2007 | 10.7666/d.y1097181 | Harbin | 2006.3-2006.3 | Classroom | Teaching building | University |  |  | varied | Building age:50 years |  | Normal | 438 | 457 | 0 | 1700 | Samples：642 |  | 0.062 | 0.063 | 0 | 0.26 | Samples：1298 | % | [19 empty] | 34 | 41 | 0 | 200 |  | Samples：1285 |  | 20 | 10 | 20 | 40 | Samples：7 | [25 empty] | 134 | 79 | 10 | 300 | Samples：548 | [13 empty] | 27.53 | 23.23 | 7.97 | 106 | Samples：22
46 | 77 | Chen:2007 | 陈威威. 北方地区高校教室内空气品质研究[D]. 哈尔滨工程大学, 2007 | 10.7666/d.y1097181 | Harbin | 2006.3-2006.3 | Classroom | Teaching building | University |  |  | varied | Building age:50 years |  | Normal | 114 | 112 | 0 | 300 | Samples：59 |  | 0.06 | 0.035 | 0 | 0.13 | Samples：887 | % | [19 empty] | 17 | 18 | 0 | 140 |  | Samples：1187 |  | 20 | 10 | 10 | 30 | Samples：8 | [25 empty] | 217 | 28 | 0 | 740 | Samples：515 | [13 empty] | 8.17 | 2.77 | 5.25 | 10.5 | Samples：9
47 | 77 | Chen:2007 | 陈威威. 北方地区高校教室内空气品质研究[D]. 哈尔滨工程大学, 2007 | 10.7666/d.y1097181 | Harbin | 2006.4-2006.4 | Classroom | Teaching building | University |  |  | varied | Building age:50 years |  | Normal | 139 | 86 | 0 | 400 | Samples：90 |  | 0.063 | 0.055 | 0 | 0.32 | Samples：1513 | % | [19 empty] | 20 | 35 | 0 | 670 |  | Samples：1102 |  | 30 | 20 | 10 | 40 | Samples：11 | [25 empty] | 79 | 42 | 10 | 210 | Samples：1049 | [13 empty] | 28.24 | 8.31 | 12.8 | 45.6 | Samples：11
48 | 77 | Chen:2007 | 陈威威. 北方地区高校教室内空气品质研究[D]. 哈尔滨工程大学, 2007 | 10.7666/d.y1097181 | Harbin | 2006.4-2006.4 | Classroom | Teaching building | University |  |  | varied | Building age:50 years |  | Normal | 558 | 67 | 0 | 300 | Samples：191 |  | 0.072 | 0.086 | 0 | 0.3 | Samples：474 | % | [19 empty] | 19 | 26 | 0 | 270 |  | Samples：387 |  | 20 | 10 | 20 | 40 | Samples：7
49 | 77 | Chen:2007 | 陈威威. 北方地区高校教室内空气品质研究[D]. 哈尔滨工程大学, 2007 | 10.7666/d.y1097181 | Harbin | 2006.4-2006.4 | Classroom | Teaching building | University |  |  | varied | Building age:50 years |  | Normal | 829 | 920 | 0 | 200 | Samples：59 |  | 0.069 | 0.077 | 0 | 0.28 | Samples：770 | % | [19 empty] | 17 | 19 | 0 | 140 |  | Samples：326
50 | 77 | Chen:2007 | 陈威威. 北方地区高校教室内空气品质研究[D]. 哈尔滨工程大学, 2007 | 10.7666/d.y1097181 | Harbin | 2006.5-2006.5 | Classroom | Teaching building | University |  |  | varied | Building age:50 years |  | Normal | 599 | 406 | 0 | 1600 | Samples：299 |  | 0.061 | 0.078 | 0.01 | 0.33 | Samples：489 | % | [19 empty] | 29 | 30 | 0 | 320 |  | Samples：1016 |  | 20 | 10 | 10 | 50 | Samples：11 | [25 empty] | 108 | 72 | 10 | 270 | Samples：429 | [13 empty] | 17.91 | 8.87 | 7.97 | 35.7 | Samples：18
51 | 77 | Chen:2007 | 陈威威. 北方地区高校教室内空气品质研究[D]. 哈尔滨工程大学, 2007 | 10.7666/d.y1097181 | Harbin | 2006.5-2006.5 | Classroom | Teaching building | University |  |  | varied | Building age:50 years |  | Normal | 633 | 102 | 0 | 400 | Samples：75 |  | 0.043 | 0.029 | 0 | 0.09 | Samples：236 | % | [19 empty] | 27 | 47 | 0 | 980 |  | Samples：527 |  | 20 | 10 | 10 | 40 | Samples：10 | [25 empty] | 53 | 16 | 30 | 90 | Samples：119 | [13 empty] | 25.53 | 21.23 | 8.85 | 87 | Samples：15
52 | 77 | Chen:2007 | 陈威威. 北方地区高校教室内空气品质研究[D]. 哈尔滨工程大学, 2007 | 10.7666/d.y1097181 | Harbin | 2006.5-2006.5 | Classroom | Teaching building | University |  |  | varied | Building age:50 years |  | Normal | 960 | 370 | 0 | 1300 | Samples：147 |  | 0.072 | 0.021 | 0.03 | 0.11 | Samples：200 | % | [19 empty] | 28 | 23 | 0 | 140 |  | Samples：199 | [31 empty] | 75 | 8 | 60 | 90 | Samples：57
53 | 77 | Chen:2007 | 陈威威. 北方地区高校教室内空气品质研究[D]. 哈尔滨工程大学, 2007 | 10.7666/d.y1097181 | Harbin | 2006.6-2006.6 | Classroom | Teaching building | University |  |  | varied | Building age:50 years |  | Normal | 1330 | 633 | 0 | 2400 | Samples：457 |  | 0.013 | 0.009 | 0 | 0.04 | Samples：212 | % | [19 empty] | 59 | 52 | 0 | 280 |  | Samples：1110 |  | 20 | 10 | 10 | 30 | Samples：5 | [25 empty] | 365 | 402 | 80 | 1420 | Samples：342 | [13 empty] | 15.49 | 12.94 | 2.67 | 45.5 | Samples：24
54 | 77 | Chen:2007 | 陈威威. 北方地区高校教室内空气品质研究[D]. 哈尔滨工程大学, 2007 | 10.7666/d.y1097181 | Harbin | 2006.6-2006.6 | Classroom | Teaching building | University |  |  | varied | Building age:50 years |  | Normal | 1325 | 634 | 100 | 2200 | Samples：184 |  | 0.015 | 0.011 | 0 | 0.03 | Samples：36 | % | [19 empty] | 58 | 52 | 0 | 260 |  | Samples：450 | [31 empty] | 179 | 111 | 110 | 890 | Samples：139
55 | 77 | Chen:2007 | 陈威威. 北方地区高校教室内空气品质研究[D]. 哈尔滨工程大学, 2007 | 10.7666/d.y1097181 | Harbin | 2006.6-2006.6 | Classroom | Teaching building | University |  |  | varied | Building age:50 years |  | Normal | 1187 | 474 | 400 | 1900 | Samples：92 |  | 0.013 | 0.002 | 0 | 0.01 | Samples：34 | % | [19 empty] | 61 | 53 | 0 | 240 |  | Samples：330 |  | 20 | 10 | 10 | 40 | Samples：7 | [25 empty] | 305 | 216 | 30 | 720 | Samples：105 | [13 empty] | 23.77 | 23.9(Median) | 5.25 | 106 | Samples：18
56 | 77 | Chen:2007 | 陈威威. 北方地区高校教室内空气品质研究[D]. 哈尔滨工程大学, 2007 | 10.7666/d.y1097181 | Harbin | 2006.7-2006.7 | Classroom | Teaching building | University |  |  | varied | Building age:50 years |  | Normal | 1900 | 309 | 1400 | 2500 | Samples：43 |  | 0.004 | 0.002 | 0 | 0.01 | Samples：15 | % | [19 empty] | 36 | 26 | 10 | 100 |  | Samples：36
57 | 77 | Chen:2007 | 陈威威. 北方地区高校教室内空气品质研究[D]. 哈尔滨工程大学, 2007 | 10.7666/d.y1097181 | Harbin | 2006.7-2006.7 | Classroom | Teaching building | University |  |  | varied | Building age:50 years |  | Normal | 845 | 366 | 100 | 1500 | Samples：76 |  | 0.003 | 0.001 | 0 | 0 | Samples：15 | % | [19 empty] | 7 | 6 | 0 | 40 |  | Samples：37
58 | 77 | Chen:2007 | 陈威威. 北方地区高校教室内空气品质研究[D]. 哈尔滨工程大学, 2007 | 10.7666/d.y1097181 | Harbin | 2006.7-2006.7 | Classroom | Teaching building | University |  |  | varied | Building age:50 years |  | Normal | 244 | 188 | 0 | 600 | Samples：39 |  | 0.003 | 0.002 | 0 | 0.01 | Samples：7 | % | [19 empty] | 3 | 4 | 0 | 20 |  | Samples：25
59 | 78 | Huang et al:2007 | 黄燕娣, 赵寿堂, 蔡馨. 北京某区中小学教室挥发性有机物污染现状[J]. 中国学校卫生, 2007, 28(5):468-469 |  | Beijing | 2007-2007 (assumed) | Classroom | Primary and secondary schools |  | 10 | 40 |  | Normal decoration |  | Normal | [38 empty] | 30 |  | 20 | 60 |  | GB/T18204.26-2000 | 30 |  | 20 | 60 |  | GB/T11737-1989 | [18 empty] | 770 |  | 400 | 1140 |  | GB 50325-2001
60 | 78 | Huang et al:2007 | 黄燕娣, 赵寿堂, 蔡馨. 北京某区中小学教室挥发性有机物污染现状[J]. 中国学校卫生, 2007, 28(5):468-469 |  | Beijing | 2007-2007 (assumed) | Classroom |  |  | 10 | 40 |  | No decorative behavior |  | Normal | [38 empty] | 20 |  | 10 | 60 |  | GB/T18204.26-2000 | 20 |  | 10 | 60 |  | GB/T11737-1989 | [18 empty] | 400 |  | 180 | 560 |  | GB 50325-2001
61 | 79 | Duan:2006 | 段浩波. 东北师大校园室内空气中甲醛污染与控制方法研究[D]. 东北师范大学, 2006 |  | Changchun | 2005.8-2006.3 | Classroom | University |  |  | 1 |  | Newly Decorated |  | Closed | [38 empty] | 90 |  |  |  |  | GB/T18204.26-2000
62 | 79 | Duan:2006 | 段浩波. 东北师大校园室内空气中甲醛污染与控制方法研究[D]. 东北师范大学, 2006 |  | Changchun | 2005.8-2006.3 | Classroom | University |  |  | 1 |  | Newly Decorated |  | Closed | [38 empty] | 160 |  |  |  |  | GB/T18204.26-2000
63 | 79 | Duan:2006 | 段浩波. 东北师大校园室内空气中甲醛污染与控制方法研究[D]. 东北师范大学, 2006 |  | Changchun | 2005.8-2006.3 | Classroom | University |  |  | 1 |  | Newly Decorated |  | Closed | [38 empty] | 130 |  |  |  |  | GB/T18204.26-2000
64 | 79 | Duan:2006 | 段浩波. 东北师大校园室内空气中甲醛污染与控制方法研究[D]. 东北师范大学, 2006 |  | Changchun | 2005.8-2006.3 | Classroom | University |  |  | 1 |  | Newly Decorated |  | Closed | [38 empty] | 170 |  |  |  |  | GB/T18204.26-2000
65 | 79 | Duan:2006 | 段浩波. 东北师大校园室内空气中甲醛污染与控制方法研究[D]. 东北师范大学, 2006 |  | Changchun | 2005.8-2006.3 | Classroom | University |  |  | 1 |  | Newly Decorated |  | Closed | [38 empty] | 100 |  |  |  |  | GB/T18204.26-2000
66 | 79 | Duan:2006 | 段浩波. 东北师大校园室内空气中甲醛污染与控制方法研究[D]. 东北师范大学, 2006 |  | Changchun | 2005.8-2006.3 | Classroom | University |  |  | 1 |  | Newly Decorated |  | Closed | [38 empty] | 190 |  |  |  |  | GB/T18204.26-2000
67 | 79 | Duan:2006 | 段浩波. 东北师大校园室内空气中甲醛污染与控制方法研究[D]. 东北师范大学, 2006 |  | Changchun | 2005.8-2006.3 | Classroom | University |  |  | 1 |  | More than 6 months after decoration |  | Closed | [38 empty] | 70 |  |  |  |  | GB/T18204.26-2000
68 | 79 | Duan:2006 | 段浩波. 东北师大校园室内空气中甲醛污染与控制方法研究[D]. 东北师范大学, 2006 |  | Changchun | 2005.8-2006.3 | Classroom | University |  |  | 1 |  | More than 6 months after decoration |  | Closed | [38 empty] | 70 |  |  |  |  | GB/T18204.26-2000
69 | 79 | Duan:2006 | 段浩波. 东北师大校园室内空气中甲醛污染与控制方法研究[D]. 东北师范大学, 2006 |  | Changchun | 2005.8-2006.3 | Classroom | University |  |  | 1 |  | Newly Decorated |  | Closed | [38 empty] | 200 |  |  |  |  | GB/T18204.26-2000
70 | 79 | Duan:2006 | 段浩波. 东北师大校园室内空气中甲醛污染与控制方法研究[D]. 东北师范大学, 2006 |  | Changchun | 2005.8-2006.3 | Classroom | University |  |  | 1 |  | Newly Decorated |  | Closed | [38 empty] | 270 |  |  |  |  | GB/T18204.26-2000
71 | 79 | Duan:2006 | 段浩波. 东北师大校园室内空气中甲醛污染与控制方法研究[D]. 东北师范大学, 2006 |  | Changchun | 2005.8-2006.3 | Classroom | University |  |  | 1 |  | More than 6 months after decoration |  | Closed | [38 empty] | 120 |  |  |  |  | GB/T18204.26-2000
72 | 79 | Duan:2006 | 段浩波. 东北师大校园室内空气中甲醛污染与控制方法研究[D]. 东北师范大学, 2006 |  | Changchun | 2005.8-2006.3 | Classroom | University |  |  | 1 |  | Newly Decorated |  | Closed | [38 empty] | 90 |  |  |  |  | GB/T18204.26-2000
73 | 79 | Duan:2006 | 段浩波. 东北师大校园室内空气中甲醛污染与控制方法研究[D]. 东北师范大学, 2006 |  | Changchun | 2005.8-2006.3 | Classroom | University |  |  | 1 |  | Newly Decorated |  | Closed | [38 empty] | 90 |  |  |  |  | GB/T18204.26-2000
74 | 79 | Duan:2006 | 段浩波. 东北师大校园室内空气中甲醛污染与控制方法研究[D]. 东北师范大学, 2006 |  | Changchun | 2005.8-2006.3 | Classroom | University |  |  | 1 |  | Newly Decorated |  | Closed | [38 empty] | 200 |  |  |  |  | GB/T18204.26-2000
75 | 79 | Duan:2006 | 段浩波. 东北师大校园室内空气中甲醛污染与控制方法研究[D]. 东北师范大学, 2006 |  | Changchun | 2005.8-2006.3 | Classroom | University |  |  | 1 |  | Newly Decorated |  | Closed | [38 empty] | 180 |  |  |  |  | GB/T18204.26-2000
76 | 84 | Zhu et al:2009 | 朱晓冬, 沈隽, 刘玉,等. 哈尔滨某高校室内空气挥发性有机物污染状况[J]. 环境与健康杂志, 2009, 26(4):362-362 |  | Harbin | 2008.3 | Classroom | University | [5 empty] | GB/T 18883-2002 | Closed | [68 empty] | 320
77 | 84 | Zhu et al:2009 | 朱晓冬, 沈隽, 刘玉,等. 哈尔滨某高校室内空气挥发性有机物污染状况[J]. 环境与健康杂志, 2009, 26(4):362-362 |  | Harbin | 2008.3 | Classroom | University | [5 empty] | GB/T 18883-2002 | Closed | [68 empty] | 300
78 | 84 | Zhu et al:2009 | 朱晓冬, 沈隽, 刘玉,等. 哈尔滨某高校室内空气挥发性有机物污染状况[J]. 环境与健康杂志, 2009, 26(4):362-362 |  | Harbin | 2008.3 | Classroom | University | [5 empty] | GB/T 18883-2002 | Closed | [68 empty] | 300
79 | 84 | Zhu et al:2009 | 朱晓冬, 沈隽, 刘玉,等. 哈尔滨某高校室内空气挥发性有机物污染状况[J]. 环境与健康杂志, 2009, 26(4):362-362 |  | Harbin | 2008.3.10 | Classroom | University | [5 empty] | GB/T 18883-2002 | [69 empty] | 310
80 | 84 | Zhu et al:2009 | 朱晓冬, 沈隽, 刘玉,等. 哈尔滨某高校室内空气挥发性有机物污染状况[J]. 环境与健康杂志, 2009, 26(4):362-362 |  | Harbin | 2008.3.25 | Classroom | University | [5 empty] | GB/T 18883-2002 | [69 empty] | 290
81 | 84 | Zhu et al:2009 | 朱晓冬, 沈隽, 刘玉,等. 哈尔滨某高校室内空气挥发性有机物污染状况[J]. 环境与健康杂志, 2009, 26(4):362-362 |  | Harbin | 2008.4.10 | Classroom | University | [5 empty] | GB/T 18883-2002 | [69 empty] | 150
82 | 84 | Zhu et al:2009 | 朱晓冬, 沈隽, 刘玉,等. 哈尔滨某高校室内空气挥发性有机物污染状况[J]. 环境与健康杂志, 2009, 26(4):362-362 |  | Harbin | 2008.4.25 | Classroom | University | [5 empty] | GB/T 18883-2002 | [69 empty] | 190
83 | 84 | Zhu et al:2009 | 朱晓冬, 沈隽, 刘玉,等. 哈尔滨某高校室内空气挥发性有机物污染状况[J]. 环境与健康杂志, 2009, 26(4):362-362 |  | Harbin | 2008.5.10 | Classroom | University | [5 empty] | GB/T 18883-2002 | [69 empty] | 200
84 | 84 | Zhu et al:2009 | 朱晓冬, 沈隽, 刘玉,等. 哈尔滨某高校室内空气挥发性有机物污染状况[J]. 环境与健康杂志, 2009, 26(4):362-362 |  | Harbin | 2008.5.25 | Classroom | University | [5 empty] | GB/T 18883-2002 | [69 empty] | 220
85 | 85 | Huang et al:2014 | 黄书君, 李坤权, 朱光怡. 基于模糊层次分析模型的高校室内空气质量评价与分析[J]. 环境工程, 2014, 32(5):90-94 | 10.13205/j.hjgc.201405022 | Nanjing | 2013（assumed） | Classroom | University |  |  | 1 |  |  |  | Closed for 12 h | [12 empty] | 0 | [25 empty] | 40 | [5 empty] | 50 | [5 empty] | 80 | [11 empty] | 20 | [5 empty] | 250
86 | 85 | Huang et al:2014 | 黄书君, 李坤权, 朱光怡. 基于模糊层次分析模型的高校室内空气质量评价与分析[J]. 环境工程, 2014, 32(5):90-94 | 10.13205/j.hjgc.201405022 | Nanjing | 2013（assumed） | Classroom | University |  |  | 1 | [16 empty] | 0 | [25 empty] | 50 | [5 empty] | 80 | [5 empty] | 50 | [11 empty] | 20 | [5 empty] | 250
87 | 85 | Huang et al:2014 | 黄书君, 李坤权, 朱光怡. 基于模糊层次分析模型的高校室内空气质量评价与分析[J]. 环境工程, 2014, 32(5):90-94 | 10.13205/j.hjgc.201405022 | Nanjing | 2013（assumed） | Classroom | University |  |  | 1 | [16 empty] | 0 | [25 empty] | 30 | [5 empty] | 20 | [5 empty] | 20 | [11 empty] | 20 | [5 empty] | 100
88 | 86 | Zhang:2015 | 张华娣. 南京地区幼儿园室内空气污染物与儿童健康的相关性研究[D]. 东南大学, 2015 |  | Nanjing | 2013.3-2014.12 | Classroom | Kindergarden |  | 1 | 2 |  |  | GB/T 18883-2002 | [25 empty] | 409000 |  |  |  | 381000 | 个/L |  | 410784 |  |  |  | 383961 | 个/L |  | 10 | [5 empty] | 2.5 | [5 empty] | 44.5 | [11 empty] | 22.5 | [11 empty] | 660.5
89 | 86 | Zhang:2015 | 张华娣. 南京地区幼儿园室内空气污染物与儿童健康的相关性研究[D]. 东南大学, 2015 |  | Nanjing | 2013.3-2014.12 | Classroom | Kindergarden |  | 1 | 2 |  |  | GB/T 18883-2002 | [25 empty] | 352000 |  |  |  | 336000 | 个/L |  | 352702 |  |  |  | 337172 | 个/L |  | 11.5 | [5 empty] | 6 | [5 empty] | 49.5 | [11 empty] | 24.5 | [11 empty] | 420.65
90 | 86 | Zhang:2015 | 张华娣. 南京地区幼儿园室内空气污染物与儿童健康的相关性研究[D]. 东南大学, 2015 |  | Nanjing | 2013.3-2014.12 | Classroom | Kindergarden |  | 1 | 2 |  |  | GB/T 18883-2002 | [25 empty] | 193000 |  |  |  | 181000 | 个/L |  | 194006 |  |  |  | 182673 | 个/L |  | 16 | [5 empty] | 148 | [5 empty] | 76 | [11 empty] | 25 | [11 empty] | 283.05
91 | 86 | Zhang:2015 | 张华娣. 南京地区幼儿园室内空气污染物与儿童健康的相关性研究[D]. 东南大学, 2015 |  | Nanjing | 2013.3-2014.12 | Classroom | Kindergarden |  | 1 | 2 |  |  | GB/T 18883-2002 | [25 empty] | 415000 |  |  |  | 345000 | 个/L |  | 416956 |  |  |  | 347415 | 个/L |  | 29 | [5 empty] | 2.5 | [5 empty] | 5.5 | [11 empty] | 15.5 | [11 empty] | 2107.4
92 | 86 | Zhang:2015 | 张华娣. 南京地区幼儿园室内空气污染物与儿童健康的相关性研究[D]. 东南大学, 2015 |  | Nanjing | 2013.3-2014.12 | Classroom | Kindergarden |  | 1 | 2 |  |  | GB/T 18883-2002 | [25 empty] | 277000 |  |  |  | 259000 | 个/L |  | 278276 |  |  |  | 260914 | 个/L |  | 27.5 | [5 empty] | 3.5 | [5 empty] | 10.5 | [11 empty] | 22 | [11 empty] | 518.9
93 | 86 | Zhang:2015 | 张华娣. 南京地区幼儿园室内空气污染物与儿童健康的相关性研究[D]. 东南大学, 2015 |  | Nanjing | 2013.3-2014.12 | Classroom | Kindergarden |  | 1 | 2 |  |  | GB/T 18883-2002 | [25 empty] | 371000 |  |  |  | 364000 | 个/L |  | 372796 |  |  |  | 366555 | 个/L |  | 51.5 | [5 empty] | 30 | [5 empty] | 225.5 | [11 empty] | 151.5 | [11 empty] | 959.3
94 | 86 | Zhang:2015 | 张华娣. 南京地区幼儿园室内空气污染物与儿童健康的相关性研究[D]. 东南大学, 2015 |  | Nanjing | 2013.3-2014.12 | Classroom | Kindergarden |  | 1 | 2 |  |  | GB/T 18883-2002 | [25 empty] | 281000 |  |  |  | 261000 | 个/L |  | 282904 |  |  |  | 263409 | 个/L |  | 31 | [5 empty] | 22.5 | [5 empty] | 172.5 | [11 empty] | 98 | [11 empty] | 534.7
95 | 86 | Zhang:2015 | 张华娣. 南京地区幼儿园室内空气污染物与儿童健康的相关性研究[D]. 东南大学, 2015 |  | Nanjing | 2013.3-2014.12 | Classroom | Kindergarden |  | 1 | 2 |  |  | GB/T 18883-2002 | [25 empty] | 369000 |  |  |  | 353000 | 个/L |  | 370774 |  |  |  | 355161 | 个/L |  | 57 | [5 empty] | 11.5 | [5 empty] | 89 | [11 empty] | 56 | [11 empty] | 691.95
96 | 87 | Zeng et al:2011 | 曾雁玲, 钟逶迤, 朱中平,等. 深圳某区幼儿园TVOC等空气污染物现况研究[J]. 中国卫生检验杂志, 2011(8):2003-2004 |  | Shenzhen | 2010.9-2010.12 | Classroom | Kindergarden |  | 6 | 13 |  |  | GB/T 18883-2002、GB/T17200-1998 |  | 2050 | 620 |  |  |  |  | 0.11 | 0.018 |  |  | % | [27 empty] | 0 | 0 | [28 empty] | 502 | 309
97 | 87 | Zeng et al:2011 | 曾雁玲, 钟逶迤, 朱中平,等. 深圳某区幼儿园TVOC等空气污染物现况研究[J]. 中国卫生检验杂志, 2011(8):2003-2004 |  | Shenzhen | 2010.9-2010.13 | Classroom | Kindergarden |  |  | 24 |  |  | GB/T 18883-2002、GB/T17200-1998 |  | 2000 | 580 |  |  |  |  | 0.103 | 0.019 |  |  | % | [27 empty] | 2 | 9 | [28 empty] | 558 | 350
98 | 87 | Zeng et al:2011 | 曾雁玲, 钟逶迤, 朱中平,等. 深圳某区幼儿园TVOC等空气污染物现况研究[J]. 中国卫生检验杂志, 2011(8):2003-2004 |  | Shenzhen | 2010.9-2010.14 | Classroom | Kindergarden |  |  | 25 |  |  | GB/T 18883-2002、GB/T17200-1998 |  | 1640 | 770 |  |  |  |  | 0.101 | 0.017 |  |  | % | [27 empty] | 0 | 0 | [28 empty] | 537 | 278
99 | 88 | Li:2016 | 李凡. 太原市中学室内外大气环境与儿童健康的相关性研究[D]. 山西大学, 2016 |  | Taiyuan | 2012-2012 | Classroom | Middle school |  | 10 | 32 | [10 empty] | 1208 | 580 | 428 | 2728 | [8 empty] | 8.6 | 7.4 | 2.9 | 44 | [9 empty] | 129 | 97.04 | 19 | 332 | [63 empty] | 68 | 24 | 22 | 122.5 |  |  | 43.2 | 6.6 | 25.5 | 53.3
100 | 89 | Liu:2014 | 刘冉冉. 太原市中学室内外大气污染物成分分析及健康-效应研究[D]. 山西大学, 2014. |  | Taiyuan | 2012.3.7-2012.3.23 | Classroom | Middle school |  | 10 | 34 |  |  |  | Closed | [18 empty] | 10.1 | 10.4 | 3 | 61.2 |  |  | 67.9 | 63.56 | 11 | 231 | [70 empty] | 264.8 | 139 | 60 | 641.1 |  |  | 39.4 | 9.5 | 15.5 | 61.6
101 | 90 | Ye et al:2008 | 叶晓江, 刘燕妮, 陈焕新,等. 武汉某大学校园环境调查与评价[J]. 建筑热能通风空调, 2008, 27(3):74-77 | 10.3969/j.issn.1003-0344.2008.03.021 | Wuhan | 2007-2007（assumed） | Classroom | University |  | 1 | 1 |  |  |  |  | 4100 | 800 | 3400 | 6500 |  |  | 0.049 | 0.011 | 0.034 | 0.076 | % | [20 empty] | 86 | 36 | 56 | 176
102 | 93 | Shen:2013 | 申晓宇. 学校教室空气污染物的扩散传播特性研究[D]. 南京师范大学, 2013 |  | Nanjing | 2012.4.18-5.15 | Classroom | Teaching building | University | 1 | 7 |  | in class |  | Ventilate for 40 minutes | [6 empty] | 981 |  | 404 | 2335
103 | 93 | Shen:2013 | 申晓宇. 学校教室空气污染物的扩散传播特性研究[D]. 南京师范大学, 2013 |  | Nanjing | 2012.10-2012.12 | Classroom | Teaching building | University |  | 4 |  | in class | [8 empty] | 1488 |  | 804 | 2842
104 | 93 | Shen:2013 | 申晓宇. 学校教室空气污染物的扩散传播特性研究[D]. 南京师范大学, 2013 |  | Nanjing | 2012.10-2012.12 | Classroom | Teaching building | University |  | 9 |  | in class | [8 empty] | 1642 |  | 509 | 2998
105 | 93 | Shen:2013 | 申晓宇. 学校教室空气污染物的扩散传播特性研究[D]. 南京师范大学, 2013 |  | Nanjing | 2012.10-2012.12 | Classroom | Teaching building | University |  | 6 |  | in class | [8 empty] | 2407 |  | 1004 | 4888
106 | 93 | Shen:2013 | 申晓宇. 学校教室空气污染物的扩散传播特性研究[D]. 南京师范大学, 2013 |  | Nanjing | 2012.10-2012.12 | Classroom | Teaching building | University |  | 5 |  | in class | [8 empty] | 1816 |  | 879 | 2906
107 | 93 | Shen:2013 | 申晓宇. 学校教室空气污染物的扩散传播特性研究[D]. 南京师范大学, 2013 |  | Nanjing | Not mentioned | Classroom | Kindergarden |  |  |  |  | 1-2 month after decoration | [40 empty] | 121 |  | 50 | 220 |  |  | 22 |  | 0 | 80 | [20 empty] | 697 |  | 400 | 2300
108 | 93 | Shen:2013 | 申晓宇. 学校教室空气污染物的扩散传播特性研究[D]. 南京师范大学, 2013 |  | Nanjing | Not mentioned | Classroom | Kindergarden |  |  |  |  | 1-2 month after decoration | [40 empty] | 137 | [5 empty] | 12 | [23 empty] | 978
109 | 95 | Huang:2016 | 黄诗卉. 自然通风的学校建筑室内外颗粒物浓度及其相关性研究[D]. 西安建筑科技大学, 2016 |  | Xi'an | 2015.11.13 | Classroom | University |  |  |  | 11 | Non-heating season |  |  | 0.63 | 0.08 | 0.5 | 0.8 | ppm |  | 2338 | 179 | 1886 | 2568 | [14 empty] | 48.01 | 9.44 | 38.43 | 58.1 |  |  |  | 98.73 | 48.71 | 50.59 | 153.09
110 | 95 | Huang:2016 | 黄诗卉. 自然通风的学校建筑室内外颗粒物浓度及其相关性研究[D]. 西安建筑科技大学, 2016 |  | Xi'an | 2015.11.27 | Classroom | University |  |  |  | 11 | Heating season |  |  | 1.45 | 0.31 | 1.02 | 1.9 | ppm |  | 2284 | 291 | 1729 | 2678
111 | 7 | Xia et al: 2016 | 夏秋良,张臣飞,尹乐斌,赵良忠. 大学校园不同场所室内微生物污染调查及分析[J]. 农产品加工,2016,(04):67-69 | 10.16693/j.cnki.1671-9646(X).2016.02.049 | Shaoyang | 2015-2015 (assumed) | Residential | Dormitory | University |  | 2 | 10 |  | GB/T 18883-2002 | Normal | [74 empty] | 9787 |  |  |  | Recalculated (mean) |  | 1025 |  |  |  | Recalculated (mean)
112 | 7 | Xia et al: 2016 | 夏秋良,张臣飞,尹乐斌,赵良忠. 大学校园不同场所室内微生物污染调查及分析[J]. 农产品加工,2016,(04):67-69 | 10.16693/j.cnki.1671-9646(X).2016.02.049 | Shaoyang | 2015-2015 (assumed) | Library | University |  |  | 1 | 5 |  | GB/T 18883-2002 | Normal | [74 empty] | 14752 | [5 empty] | 4699
113 | 34 | Lv et al: 2011 | 吕锐,于梦汝,张文卿,王斌. 2010年某大学公共场所室内空气细菌总数检测分析[J]. 预防医学论坛,2011,17(12):1082-1083+1087 | 10.16406/j.pmt.issn.1672-9153.2011.12.041 | Qingdao | 2010.10-2010.10 | Residential | Dormitory | University |  |  | 44 | [77 empty] | 2563 | 1553
114 | 39 | Wang et al: 2009 | 王跃,杨涛,任宴梅,周雁,李艳花,张秀梅,薛小莉. 成都市某高校室内空气细菌污染的监测与分析[J]. 成都医学院学报,2009,4(04):295-297 | 10.3969/j.issn.1674-2257.2009.04.020 | Chengdu | Not mentioned | Residential | Dormitory | University |  |  | 10 | [77 empty] | 1187 | 723.6 | 550.4 | 3065.2
115 | 42 | Feng et al: 2012 | 冯利,黄慧,Chul-ho Shin,吴桂萍,崔龙哲. 大学校园室内BTEX浓度水平变化规律及健康风险[J]. 环境科学与技术,2012,35(11):191-194 |  | Wuhan | 2011.06-2011.08 | Residential | Dormitory | University |  |  | 15 | [47 empty] | 18.3 |  | 8.6 | 37.1 |  |  | 31.1 |  | 21.8 | 53.4 |  |  | 26.9 |  | 10.2 | 39.8 |  |  | 10.4 |  | 4.3 | 29.7 | m: p; not o
116 | 45 | Kong and Zhang: 2010 | 孔祥华,张海东. 高校室内空气中甲醛污染状况检测分析[J]. 科技信息,2010,(27):459+479 | 10.3969/j.issn.1001-9960.2010.27.356 | Baoji | Not mentioned | Residential | Dormitory | University | 1 | 1 |  |  |  | Closed | [38 empty] | 13
117 | 47 | Ju et al: 2011 | 居宁生,陈强,杨际虹,黄春宁,杨伯苗,邓昱,王银喜. 高校新建宿舍室内空气质量的现状与调查[J]. 现代物业(上旬刊),2011,10(03):75-77 | 10.16141/j.cnki.xdwyxjs.2011.03.004 | Nanjing | Not mentioned | Residential | Dormitory | University | [18 empty] | 380 |  |  |  | Max data selected | [21 empty] | 270 |  |  |  | Max data selected |  | 260 |  |  |  | Max data selected | [19 empty] | 1420 |  |  |  | Max data selected
118 | 52 | Liu et al: 2009 | 刘建龙,谭超毅,邓日强. 湖南某大学学生宿舍空气品质调查与分析[J]. 职业与健康,2009,25(09):966-968 | 10.13329/j.cnki.zyyjk.2009.09.068 | Zhuzhou | 2007.12-2007.12 | Residential | Dormitory | University | 3 | 3 |  |  |  | Normal | [8 empty] | 0.54 | 0.94 | % |  |  |  | 0 | 310 | [17 empty] | 400 | 920 | [5 empty] | 10 | 40
119 | 58 | Kang and Lv: 2012 | 康琦,吕锐. 某大学校园室内空气细菌含量检测及空气质量评价[J]. 青岛大学医学院学报,2012,48(05):449-450 | 10.3969/j.issn.1672-4488.2012.05.028 | Qingdao | 2011.03-2011.03 | Residential | Dormitory | University |  |  | 44 | [77 empty] | 2450 | 3990
120 | 58 | Kang and Lv: 2012 | 康琦,吕锐. 某大学校园室内空气细菌含量检测及空气质量评价[J]. 青岛大学医学院学报,2012,48(05):449-450 | 10.3969/j.issn.1672-4488.2012.05.028 | Qingdao | 2011.03-2011.03 | Residential | Dormitory | University |  |  | 0 | [77 empty] | 2310 | 3260
121 | 70 | Liu et al: 2008 | 刘颖,谷宇,王坤. 犀浦校区室内空气中甲醛污染现状[J]. 环境科学与管理,2008,(07):78-81 | 10.3969/j.issn.1673-1212.2008.07.021 | Chengdu | 2007.04-2007.04 | Residential | Dormitory | University | 1 | 1 | [42 empty] | 37
122 | 70 | Liu et al: 2008 | 刘颖,谷宇,王坤. 犀浦校区室内空气中甲醛污染现状[J]. 环境科学与管理,2008,(07):78-81 | 10.3969/j.issn.1673-1212.2008.07.021 | Chengdu | 2007.04-2007.04 | Residential | Dormitory | University | 1 | 1 | [42 empty] | 123
123 | 71 | Zhou et al: 2011 | 周园,肖纯凌,王岚,刘新,苏航. 校园不同场所室内空气微生物分布的调查分析[J/]. 中国医科大学学报,2011,40(05):412+416 |  | Shenyang | 2009.Winter-2009.Winter | Residential | Dormitory | University | 1 | [79 empty] | 5678
124 | 71 | Zhou et al: 2011 | 周园,肖纯凌,王岚,刘新,苏航. 校园不同场所室内空气微生物分布的调查分析[J/]. 中国医科大学学报,2011,40(05):412+416 |  | Shenyang | 2010.Summer-2010.Summer | Residential | Dormitory | University | 0 | [79 empty] | 4325
125 | 73 | Liu: 2017 | 刘晗. 幼托园室内空气微生物污染状况调查[J]. 环保科技,2017,23(03):15-17 |  | Yingkou | 2014.07-2015.01 | Dormitory | Kinergarden | [81 empty] | 1066 |  |  |  | winter |  | 403 |  |  |  | winter
126 | 73 | Liu: 2017 | 刘晗. 幼托园室内空气微生物污染状况调查[J]. 环保科技,2017,23(03):15-17 | 10.19428/j.cnki.sjpm.2017.05.019 | Yingkou | 2014.07-2015.01 | Dormitory | Kinergarden | [81 empty] | 1194 |  |  |  | summer |  | 349 |  |  |  | summer
127 | 73 | Liu: 2017 | 刘晗. 幼托园室内空气微生物污染状况调查[J]. 环保科技,2017,23(03):15-17 |  | Yingkou | 2014.07-2015.01 | Dormitory | Kinergarden | [81 empty] | 555 |  |  |  | winter |  | 406 |  |  |  | winter
128 | 73 | Liu: 2017 | 刘晗. 幼托园室内空气微生物污染状况调查[J]. 环保科技,2017,23(03):15-17 |  | Yingkou | 2014.07-2015.01 | Dormitory | Kinergarden | [81 empty] | 555 |  |  |  | summer |  | 657 |  |  |  | summer
129 | 73 | Liu: 2017 | 刘晗. 幼托园室内空气微生物污染状况调查[J]. 环保科技,2017,23(03):15-17 |  | Yingkou | 2014.07-2015.01 | Dormitory | Kinergarden | [81 empty] | 885 |  |  |  | winter |  | 373 |  |  |  | winter
130 | 73 | Liu: 2017 | 刘晗. 幼托园室内空气微生物污染状况调查[J]. 环保科技,2017,23(03):15-17 |  | Yingkou | 2014.07-2015.01 | Dormitory | Kinergarden | [81 empty] | 974 |  |  |  | summer |  | 717 |  |  |  | summer
131 | 73 | Liu: 2017 | 刘晗. 幼托园室内空气微生物污染状况调查[J]. 环保科技,2017,23(03):15-17 |  | Yingkou | 2014.07-2015.01 | Dormitory | Kinergarden | [81 empty] | 1208 |  |  |  | winter |  | 373 |  |  |  | winter
132 | 73 | Liu: 2017 | 刘晗. 幼托园室内空气微生物污染状况调查[J]. 环保科技,2017,23(03):15-17 |  | Yingkou | 2014.07-2015.01 | Dormitory | Kinergarden | [81 empty] | 1323 |  |  |  | summer |  | 390 |  |  |  | summer
133 | 73 | Liu: 2017 | 刘晗. 幼托园室内空气微生物污染状况调查[J]. 环保科技,2017,23(03):15-17 |  | Yingkou | 2014.07-2015.01 | Dormitory | Kinergarden | [81 empty] | 506 |  |  |  | winter |  | 285 |  |  |  | winter
134 | 73 | Liu: 2017 | 刘晗. 幼托园室内空气微生物污染状况调查[J]. 环保科技,2017,23(03):15-17 |  | Yingkou | 2014.07-2015.01 | Dormitory | Kinergarden | [81 empty] | 623 |  |  |  | summer |  | 513 |  |  |  | summer
135 | 73 | Liu: 2017 | 刘晗. 幼托园室内空气微生物污染状况调查[J]. 环保科技,2017,23(03):15-17 |  | Yingkou | 2014.07-2015.01 | Dormitory | Kinergarden | [81 empty] | 206 |  |  |  | winter |  | 346 |  |  |  | winter
136 | 73 | Liu: 2017 | 刘晗. 幼托园室内空气微生物污染状况调查[J]. 环保科技,2017,23(03):15-17 |  | Yingkou | 2014.07-2015.01 | Dormitory | Kinergarden | [81 empty] | 580 |  |  |  | summer |  | 154 |  |  |  | summer
137 | 79 | Duan:2006 | 段浩波. 东北师大校园室内空气中甲醛污染与控制方法研究[D]. 东北师范大学, 2006 |  | Changchun | 2005.8-2006.3 | Dormitory | University |  |  | 1 |  | More than 6 months after decoration,Smoking seriously |  | Closed | [38 empty] | 180 |  |  |  |  | GB/T18204.26-2000
138 | 79 | Duan:2006 | 段浩波. 东北师大校园室内空气中甲醛污染与控制方法研究[D]. 东北师范大学, 2006 |  | Changchun | 2005.8-2006.3 | Dormitory | University |  |  | 1 |  | More than 6 months after decoration |  | Closed | [38 empty] | 90 |  |  |  |  | GB/T18204.26-2000
139 | 79 | Duan:2006 | 段浩波. 东北师大校园室内空气中甲醛污染与控制方法研究[D]. 东北师范大学, 2006 |  | Changchun | 2005.8-2006.3 | Dormitory | University |  |  | 1 |  | More than 6 months after decoration,Smoking seriously |  | Closed | [38 empty] | 240 |  |  |  |  | GB/T18204.26-2000
140 | 79 | Duan:2006 | 段浩波. 东北师大校园室内空气中甲醛污染与控制方法研究[D]. 东北师范大学, 2006 |  | Changchun | 2005.8-2006.3 | Dormitory | University |  |  | 1 |  | More than 6 months after decoration |  | Closed | [38 empty] | 100 |  |  |  |  | GB/T18204.26-2000
141 | 79 | Duan:2006 | 段浩波. 东北师大校园室内空气中甲醛污染与控制方法研究[D]. 东北师范大学, 2006 |  | Changchun | 2005.8-2006.3 | Dormitory | University |  |  | 1 |  | More than 6 months after decoration |  | Closed | [38 empty] | 180 |  |  |  |  | GB/T18204.26-2000
142 | 79 | Duan:2006 | 段浩波. 东北师大校园室内空气中甲醛污染与控制方法研究[D]. 东北师范大学, 2006 |  | Changchun | 2005.8-2006.3 | Dormitory | University |  |  | 1 |  | More than 6 months after decoration |  | Closed | [38 empty] | 80 |  |  |  |  | GB/T18204.26-2000
143 | 79 | Duan:2006 | 段浩波. 东北师大校园室内空气中甲醛污染与控制方法研究[D]. 东北师范大学, 2006 |  | Changchun | 2005.8-2006.3 | Dormitory | University |  |  | 1 |  | More than 6 months after decoration,Smoking seriously |  | Closed | [38 empty] | 190 |  |  |  |  | GB/T18204.26-2000
144 | 79 | Duan:2006 | 段浩波. 东北师大校园室内空气中甲醛污染与控制方法研究[D]. 东北师范大学, 2006 |  | Changchun | 2005.8-2006.3 | Dormitory | University |  |  | 1 |  | Newly Decorated |  | Closed | [38 empty] | 110 |  |  |  |  | GB/T18204.26-2000
145 | 79 | Duan:2006 | 段浩波. 东北师大校园室内空气中甲醛污染与控制方法研究[D]. 东北师范大学, 2006 |  | Changchun | 2005.8-2006.3 | Dormitory | University |  |  | 1 |  | Newly Decorated，Smoking seriously |  | Closed | [38 empty] | 200 |  |  |  |  | GB/T18204.26-2000
146 | 79 | Duan:2006 | 段浩波. 东北师大校园室内空气中甲醛污染与控制方法研究[D]. 东北师范大学, 2006 |  | Changchun | 2005.8-2006.3 | Dormitory | University |  |  | 1 |  | More than 6 months after decoration |  | Closed | [38 empty] | 60 |  |  |  |  | GB/T18204.26-2000
147 | 79 | Duan:2006 | 段浩波. 东北师大校园室内空气中甲醛污染与控制方法研究[D]. 东北师范大学, 2006 |  | Changchun | 2005.8-2006.3 | Dormitory | University |  |  | 1 |  | More than 6 months after decoration |  | Closed | [38 empty] | 90 |  |  |  |  | GB/T18204.26-2000
148 | 79 | Duan:2006 | 段浩波. 东北师大校园室内空气中甲醛污染与控制方法研究[D]. 东北师范大学, 2006 |  | Changchun | 2005.8-2006.3 | Dormitory | University |  |  | 1 |  | Newly Decorated |  | Closed | [38 empty] | 160 |  |  |  |  | GB/T18204.26-2000
149 | 79 | Duan:2006 | 段浩波. 东北师大校园室内空气中甲醛污染与控制方法研究[D]. 东北师范大学, 2006 |  | Changchun | 2005.8-2006.3 | Dormitory | University |  |  | 1 |  | More than 6 months after decoration,Smoking seriously |  | Closed | [38 empty] | 590 |  |  |  |  | GB/T18204.26-2000
150 | 79 | Duan:2006 | 段浩波. 东北师大校园室内空气中甲醛污染与控制方法研究[D]. 东北师范大学, 2006 |  | Changchun | 2005.8-2006.3 | Dormitory | University |  |  |  |  | Have smoking behavior |  | Closed | [38 empty] | 590 |  |  |  |  | GB/T18204.26-2000
151 | 79 | Duan:2006 | 段浩波. 东北师大校园室内空气中甲醛污染与控制方法研究[D]. 东北师范大学, 2006 |  | Changchun | 2005.8-2006.3 | Dormitory | University |  |  |  |  | Have smoking behavior |  | Opened for 6 h | [38 empty] | 170 |  |  |  |  | GB/T18204.26-2000
152 | 79 | Duan:2006 | 段浩波. 东北师大校园室内空气中甲醛污染与控制方法研究[D]. 东北师范大学, 2006 |  | Changchun | 2005.8-2006.3 | Dormitory | University |  |  |  |  | Have smoking behavior |  | Closed for 12 h | [38 empty] | 560 |  |  |  |  | GB/T18204.26-2000
153 | 79 | Duan:2006 | 段浩波. 东北师大校园室内空气中甲醛污染与控制方法研究[D]. 东北师范大学, 2006 |  | Changchun | 2005.8-2006.3 | Dormitory | University |  |  |  |  | Have smoking behavior |  | Opened for 6 h | [38 empty] | 190 |  |  |  |  | GB/T18204.26-2000
154 | 79 | Duan:2006 | 段浩波. 东北师大校园室内空气中甲醛污染与控制方法研究[D]. 东北师范大学, 2006 |  | Changchun | 2005.8-2006.3 | Dormitory | University |  |  |  |  | Have smoking behavior |  | Closed for 12 h | [38 empty] | 580 |  |  |  |  | GB/T18204.26-2000
155 | 79 | Duan:2006 | 段浩波. 东北师大校园室内空气中甲醛污染与控制方法研究[D]. 东北师范大学, 2006 |  | Changchun | 2005.10.8-2005.10.8 | Dormitory | University |  |  |  |  | Have smoking behavior |  | Opened for 6-8 h | [38 empty] | 590 |  |  |  |  | GB/T18204.26-2000
156 | 79 | Duan:2006 | 段浩波. 东北师大校园室内空气中甲醛污染与控制方法研究[D]. 东北师范大学, 2006 |  | Changchun | 2005.11.9-2005.11.9 | Dormitory | University |  |  |  |  | Have smoking behavior |  | Opened for 6-8 h | [38 empty] | 450 |  |  |  |  | GB/T18204.26-2000
157 | 79 | Duan:2006 | 段浩波. 东北师大校园室内空气中甲醛污染与控制方法研究[D]. 东北师范大学, 2006 |  | Changchun | 2005.12.9-2005.12.9 | Dormitory | University |  |  |  |  | Have smoking behavior |  | Opened for 6-8 h | [38 empty] | 230 |  |  |  |  | GB/T18204.26-2000
158 | 79 | Duan:2006 | 段浩波. 东北师大校园室内空气中甲醛污染与控制方法研究[D]. 东北师范大学, 2006 |  | Changchun | 2006.1.9-2006.1.9 | Dormitory | University |  |  |  |  | Have smoking behavior |  | Opened for 6-8 h | [38 empty] | 180 |  |  |  |  | GB/T18204.26-2000
159 | 79 | Duan:2006 | 段浩波. 东北师大校园室内空气中甲醛污染与控制方法研究[D]. 东北师范大学, 2006 |  | Changchun | 2006.2.9-2006.2.9 | Dormitory | University |  |  |  |  | Have smoking behavior |  | Opened for 6-8 h | [38 empty] | 190 |  |  |  |  | GB/T18204.26-2000
160 | 80 | Sun et al:2006 | 孙胜龙, 董艳, 孙婷婷,等. 东北地区室内有机挥发性污染物(VOCS)污染调查与研究[J]. 东北师大学报(自然科学), 2009, 41(1):117-122 |  | Changchun | 2006.11-2006.12 | Dormitory | University |  |  | 1 |  | More than 6 months after decoration | GB/T 18883-2002 | Closed for 10-12 h | [44 empty] | 0.045 |  |  |  | ppm |  | 0.053 |  |  |  | ppm |  | 0.39 |  |  |  | ppm |  | 0.27 |  |  |  | ppm
161 | 80 | Sun et al:2006 | 孙胜龙, 董艳, 孙婷婷,等. 东北地区室内有机挥发性污染物(VOCS)污染调查与研究[J]. 东北师大学报(自然科学), 2009, 41(1):117-122 |  | Changchun | 2007.3-2007.3 | Dormitory | University |  |  |  |  | More than 6 months after decoration | GB/T 18883-2002 | Closed for 10-12 h | [44 empty] | 0.045 |  |  |  | ppm |  | 0.053 |  |  |  | ppm |  | 0.325 |  |  |  | ppm |  | 0.162 |  |  |  | ppm
162 | 80 | Sun et al:2006 | 孙胜龙, 董艳, 孙婷婷,等. 东北地区室内有机挥发性污染物(VOCS)污染调查与研究[J]. 东北师大学报(自然科学), 2009, 41(1):117-122 |  | Changchun | 2006.11-2006.12 | Dormitory | University |  |  | 1 |  | More than 6 months after decoration | GB/T 18883-2002 | Closed for 10-12 h | [44 empty] | 0.135 |  |  |  | ppm |  | 0.265 |  |  |  | ppm |  | 0.325 |  |  |  | ppm |  | 0.162 |  |  |  | ppm
163 | 80 | Sun et al:2006 | 孙胜龙, 董艳, 孙婷婷,等. 东北地区室内有机挥发性污染物(VOCS)污染调查与研究[J]. 东北师大学报(自然科学), 2009, 41(1):117-122 |  | Changchun | 2007.3-2007.3 | Dormitory | University |  |  |  |  | More than 6 months after decoration | GB/T 18883-2002 | Closed for 10-12 h | [44 empty] | 0.09 |  |  |  | ppm |  | 0.212 |  |  |  | ppm |  | 0.195 |  |  |  | ppm |  | 0.108 |  |  |  | ppm
164 | 80 | Sun et al:2006 | 孙胜龙, 董艳, 孙婷婷,等. 东北地区室内有机挥发性污染物(VOCS)污染调查与研究[J]. 东北师大学报(自然科学), 2009, 41(1):117-122 |  | Changchun | 2006.11-2006.12 | Dormitory | University |  |  | 1 |  | More than 6 months after decoration | GB/T 18883-2002 | Closed for 10-12 h | [44 empty] | 0.09 |  |  |  | ppm |  | 0.212 |  |  |  | ppm |  | 0.455 |  |  |  | ppm |  | 0.324 |  |  |  | ppm
165 | 80 | Sun et al:2006 | 孙胜龙, 董艳, 孙婷婷,等. 东北地区室内有机挥发性污染物(VOCS)污染调查与研究[J]. 东北师大学报(自然科学), 2009, 41(1):117-122 |  | Changchun | 2007.3-2007.3 | Dormitory | University |  |  |  |  | More than 6 months after decoration | GB/T 18883-2002 | Closed for 10-12 h | [44 empty] | 0.09 |  |  |  | ppm |  | 0.106 |  |  |  | ppm |  | 0.26 |  |  |  | ppm |  | 0.108 |  |  |  | ppm
166 | 80 | Sun et al:2006 | 孙胜龙, 董艳, 孙婷婷,等. 东北地区室内有机挥发性污染物(VOCS)污染调查与研究[J]. 东北师大学报(自然科学), 2009, 41(1):117-122 |  | Changchun | 2006.11-2006.12 | Dormitory | University |  |  | 1 |  | More than 6 months after decoration | GB/T 18883-2002 | Closed for 10-12 h | [44 empty] | 0.135 |  |  |  | ppm |  | 0.106 |  |  |  | ppm |  | 1.3 |  |  |  | ppm |  | 0.27 |  |  |  | ppm
167 | 80 | Sun et al:2006 | 孙胜龙, 董艳, 孙婷婷,等. 东北地区室内有机挥发性污染物(VOCS)污染调查与研究[J]. 东北师大学报(自然科学), 2009, 41(1):117-122 |  | Changchun | 2007.3-2007.3 | Dormitory | University |  |  |  |  | More than 6 months after decoration | GB/T 18883-2002 | Closed for 10-12 h | [44 empty] | 0.09 |  |  |  | ppm |  | 0.106 |  |  |  | ppm |  | 0.975 |  |  |  | ppm |  | 0.162 |  |  |  | ppm
168 | 80 | Sun et al:2006 | 孙胜龙, 董艳, 孙婷婷,等. 东北地区室内有机挥发性污染物(VOCS)污染调查与研究[J]. 东北师大学报(自然科学), 2009, 41(1):117-122 |  | Changchun | 2006.11-2006.12 | Dormitory | University |  |  | 1 |  | More than 6 months after decoration | GB/T 18883-2002 | Closed for 10-12 h | [44 empty] | 0.135 |  |  |  | ppm |  | 0.053 |  |  |  | ppm |  | 0.52 |  |  |  | ppm |  | 0.324 |  |  |  | ppm
169 | 80 | Sun et al:2006 | 孙胜龙, 董艳, 孙婷婷,等. 东北地区室内有机挥发性污染物(VOCS)污染调查与研究[J]. 东北师大学报(自然科学), 2009, 41(1):117-122 |  | Changchun | 2007.3-2007.3 | Dormitory | University |  |  |  |  | More than 6 months after decoration | GB/T 18883-2002 | Closed for 10-12 h | [44 empty] | 0.045 |  |  |  | ppm |  | 0.106 |  |  |  | ppm |  | 0.26 |  |  |  | ppm |  | 0.108 |  |  |  | ppm
170 | 80 | Sun et al:2006 | 孙胜龙, 董艳, 孙婷婷,等. 东北地区室内有机挥发性污染物(VOCS)污染调查与研究[J]. 东北师大学报(自然科学), 2009, 41(1):117-122 |  | Changchun | 2006.11-2006.12 | Dormitory | University |  |  | 1 |  | More than 6 months after decoration | GB/T 18883-2002 | Closed for 10-12 h | [44 empty] | 0.18 |  |  |  | ppm |  | 0.106 |  |  |  | ppm |  | 0.585 |  |  |  | ppm |  | 0.216 |  |  |  | ppm
171 | 80 | Sun et al:2006 | 孙胜龙, 董艳, 孙婷婷,等. 东北地区室内有机挥发性污染物(VOCS)污染调查与研究[J]. 东北师大学报(自然科学), 2009, 41(1):117-122 |  | Changchun | 2007.3-2007.3 | Dormitory | University |  |  |  |  | More than 6 months after decoration | GB/T 18883-2002 | Closed for 10-12 h | [44 empty] | 0.18 |  |  |  | ppm |  | 0.106 |  |  |  | ppm |  | 0.325 |  |  |  | ppm |  | 0.108 |  |  |  | ppm
172 | 80 | Sun et al:2006 | 孙胜龙, 董艳, 孙婷婷,等. 东北地区室内有机挥发性污染物(VOCS)污染调查与研究[J]. 东北师大学报(自然科学), 2009, 41(1):117-122 |  | Changchun | 2006.11-2006.12 | Dormitory | University |  |  | 1 |  | More than 6 months after decoration | GB/T 18883-2002 | Closed for 10-12 h | [44 empty] | 0.045 |  |  |  | ppm |  | 0.159 |  |  |  | ppm |  | 0.585 |  |  |  | ppm |  | 0.27 |  |  |  | ppm
173 | 80 | Sun et al:2006 | 孙胜龙, 董艳, 孙婷婷,等. 东北地区室内有机挥发性污染物(VOCS)污染调查与研究[J]. 东北师大学报(自然科学), 2009, 41(1):117-122 |  | Changchun | 2007.3-2007.3 | Dormitory | University |  |  |  |  | More than 6 months after decoration | GB/T 18883-2002 | Closed for 10-12 h | [44 empty] | 0.09 |  |  |  | ppm |  | 0.106 |  |  |  | ppm |  | 0.325 |  |  |  | ppm |  | 0.054 |  |  |  | ppm
174 | 80 | Sun et al:2006 | 孙胜龙, 董艳, 孙婷婷,等. 东北地区室内有机挥发性污染物(VOCS)污染调查与研究[J]. 东北师大学报(自然科学), 2009, 41(1):117-122 |  | Changchun | 2006.11-2006.12 | Dormitory | University |  |  | 1 |  | More than 6 months after decoration | GB/T 18883-2002 | Closed for 10-12 h | [44 empty] | 0.09 |  |  |  | ppm |  | 0.053 |  |  |  | ppm |  | 0.325 |  |  |  | ppm |  | 0.27 |  |  |  | ppm
175 | 80 | Sun et al:2006 | 孙胜龙, 董艳, 孙婷婷,等. 东北地区室内有机挥发性污染物(VOCS)污染调查与研究[J]. 东北师大学报(自然科学), 2009, 41(1):117-122 |  | Changchun | 2007.3-2007.3 | Dormitory | University |  |  |  |  | More than 6 months after decoration | GB/T 18883-2002 | Closed for 10-12 h | [44 empty] | 0.045 |  |  |  | ppm |  | 0.053 |  |  |  | ppm |  | 0.195 |  |  |  | ppm |  | 0.108 |  |  |  | ppm
176 | 80 | Sun et al:2006 | 孙胜龙, 董艳, 孙婷婷,等. 东北地区室内有机挥发性污染物(VOCS)污染调查与研究[J]. 东北师大学报(自然科学), 2009, 41(1):117-122 |  | Changchun | 2006.11-2006.12 | Dormitory | University |  |  | 1 |  | More than 6 months after decoration | GB/T 18883-2002 | Closed for 10-12 h | [44 empty] | 0.045 |  |  |  | ppm |  | 0.106 |  |  |  | ppm |  | 0.26 |  |  |  | ppm |  | 0.324 |  |  |  | ppm
177 | 80 | Sun et al:2006 | 孙胜龙, 董艳, 孙婷婷,等. 东北地区室内有机挥发性污染物(VOCS)污染调查与研究[J]. 东北师大学报(自然科学), 2009, 41(1):117-122 |  | Changchun | 2007.3-2007.3 | Dormitory | University |  |  |  |  | More than 6 months after decoration | GB/T 18883-2002 | Closed for 10-12 h | [44 empty] | 0.045 |  |  |  | ppm |  | 0.106 |  |  |  | ppm |  | 0.26 |  |  |  | ppm |  | 0.108 |  |  |  | ppm
178 | 80 | Sun et al:2006 | 孙胜龙, 董艳, 孙婷婷,等. 东北地区室内有机挥发性污染物(VOCS)污染调查与研究[J]. 东北师大学报(自然科学), 2009, 41(1):117-122 |  | Changchun | 2006.11-2006.12 | Dormitory | University |  |  | 1 |  | More than 6 months after decoration | GB/T 18883-2002 | Closed for 10-12 h | [44 empty] | 0.09 |  |  |  | ppm |  | 0.212 |  |  |  | ppm |  | 0.065 |  |  |  | ppm |  | 0.27 |  |  |  | ppm
179 | 80 | Sun et al:2006 | 孙胜龙, 董艳, 孙婷婷,等. 东北地区室内有机挥发性污染物(VOCS)污染调查与研究[J]. 东北师大学报(自然科学), 2009, 41(1):117-122 |  | Changchun | 2007.3-2007.3 | Dormitory | University |  |  |  |  | More than 6 months after decoration | GB/T 18883-2002 | Closed for 10-12 h | [44 empty] | 0.045 |  |  |  | ppm |  | 0.106 |  |  |  | ppm |  | 0.045 |  |  |  | ppm |  | 0.054 |  |  |  | ppm
180 | 80 | Sun et al:2006 | 孙胜龙, 董艳, 孙婷婷,等. 东北地区室内有机挥发性污染物(VOCS)污染调查与研究[J]. 东北师大学报(自然科学), 2009, 41(1):117-122 |  | Changchun | 2006.11-2006.12 | Dormitory | University |  |  | 1 |  | More than 6 months after decoration | GB/T 18883-2002 | Closed for 10-12 h | [44 empty] | 0.135 |  |  |  | ppm |  | 0.106 |  |  |  | ppm |  | 0.26 |  |  |  | ppm |  | 0.216 |  |  |  | ppm
181 | 80 | Sun et al:2006 | 孙胜龙, 董艳, 孙婷婷,等. 东北地区室内有机挥发性污染物(VOCS)污染调查与研究[J]. 东北师大学报(自然科学), 2009, 41(1):117-122 |  | Changchun | 2007.3-2007.3 | Dormitory | University |  |  |  |  | More than 6 months after decoration | GB/T 18883-2002 | Closed for 10-12 h | [44 empty] | 0.09 |  |  |  | ppm |  | 0.106 |  |  |  | ppm |  | 0.26 |  |  |  | ppm |  | 0.108 |  |  |  | ppm
182 | 80 | Sun et al:2006 | 孙胜龙, 董艳, 孙婷婷,等. 东北地区室内有机挥发性污染物(VOCS)污染调查与研究[J]. 东北师大学报(自然科学), 2009, 41(1):117-122 |  | Changchun | 2006.11-2006.12 | Dormitory | University |  |  | 1 |  | More than 6 months after decoration | GB/T 18883-2002 | Closed for 10-12 h | [44 empty] | 0.18 |  |  |  | ppm |  | 0.053 |  |  |  | ppm |  | 0.195 |  |  |  | ppm |  | 0.162 |  |  |  | ppm
183 | 80 | Sun et al:2006 | 孙胜龙, 董艳, 孙婷婷,等. 东北地区室内有机挥发性污染物(VOCS)污染调查与研究[J]. 东北师大学报(自然科学), 2009, 41(1):117-122 |  | Changchun | 2007.3-2007.3 | Dormitory | University |  |  |  |  | More than 6 months after decoration | GB/T 18883-2002 | Closed for 10-12 h | [44 empty] | 0.045 |  |  |  | ppm |  | 0.053 |  |  |  | ppm |  | 0.195 |  |  |  | ppm |  | 0.054 |  |  |  | ppm
184 | 80 | Sun et al:2006 | 孙胜龙, 董艳, 孙婷婷,等. 东北地区室内有机挥发性污染物(VOCS)污染调查与研究[J]. 东北师大学报(自然科学), 2009, 41(1):117-122 |  | Changchun | 2006.11-2006.12 | Dormitory | University |  |  | 1 |  | More than 6 months after decoration | GB/T 18883-2002 | Closed for 10-12 h | [44 empty] | 0.09 |  |  |  | ppm |  | 0.106 |  |  |  | ppm |  | 0.13 |  |  |  | ppm |  | 0.108 |  |  |  | ppm
185 | 80 | Sun et al:2006 | 孙胜龙, 董艳, 孙婷婷,等. 东北地区室内有机挥发性污染物(VOCS)污染调查与研究[J]. 东北师大学报(自然科学), 2009, 41(1):117-122 |  | Changchun | 2007.3-2007.3 | Dormitory | University |  |  |  |  | More than 6 months after decoration | GB/T 18883-2002 | Closed for 10-12 h | [44 empty] | 0.09 |  |  |  | ppm |  | 0.053 |  |  |  | ppm |  | 0.045 |  |  |  | ppm |  | 0.054 |  |  |  | ppm
186 | 80 | Sun et al:2006 | 孙胜龙, 董艳, 孙婷婷,等. 东北地区室内有机挥发性污染物(VOCS)污染调查与研究[J]. 东北师大学报(自然科学), 2009, 41(1):117-122 |  | Changchun | 2006.11-2006.12 | Dormitory | University |  |  | 1 |  | More than 6 months after decoration | GB/T 18883-2002 | Closed for 10-12 h | [44 empty] | 0.045 |  |  |  | ppm |  | 0.159 |  |  |  | ppm |  | 0.13 |  |  |  | ppm |  | 0.27 |  |  |  | ppm
187 | 80 | Sun et al:2006 | 孙胜龙, 董艳, 孙婷婷,等. 东北地区室内有机挥发性污染物(VOCS)污染调查与研究[J]. 东北师大学报(自然科学), 2009, 41(1):117-122 |  | Changchun | 2007.3-2007.3 | Dormitory | University |  |  |  |  | More than 6 months after decoration | GB/T 18883-2002 | Closed for 10-12 h | [44 empty] | 0.045 |  |  |  | ppm |  | 0.053 |  |  |  | ppm |  | 0.045 |  |  |  | ppm |  | 0.108 |  |  |  | ppm
188 | 80 | Sun et al:2006 | 孙胜龙, 董艳, 孙婷婷,等. 东北地区室内有机挥发性污染物(VOCS)污染调查与研究[J]. 东北师大学报(自然科学), 2009, 41(1):117-122 |  | Changchun | 2006.11-2006.12 | Dormitory | University |  |  | 1 |  | More than 6 months after decoration | GB/T 18883-2002 | Closed for 10-12 h | [44 empty] | 0.045 |  |  |  | ppm |  | 0.053 |  |  |  | ppm |  | 0.065 |  |  |  | ppm |  | 0.054 |  |  |  | ppm
189 | 80 | Sun et al:2006 | 孙胜龙, 董艳, 孙婷婷,等. 东北地区室内有机挥发性污染物(VOCS)污染调查与研究[J]. 东北师大学报(自然科学), 2009, 41(1):117-122 |  | Changchun | 2007.3-2007.3 | Dormitory | University |  |  |  |  | More than 6 months after decoration | GB/T 18883-2002 | Closed for 10-12 h | [44 empty] | 0.045 |  |  |  | ppm | [5 empty] | ppm |  | 0.045 |  |  |  | ppm |  | 0.054 |  |  |  | ppm
190 | 80 | Sun et al:2006 | 孙胜龙, 董艳, 孙婷婷,等. 东北地区室内有机挥发性污染物(VOCS)污染调查与研究[J]. 东北师大学报(自然科学), 2009, 41(1):117-122 |  | Changchun | 2006.11-2006.12 | Dormitory | University |  |  | 1 |  | More than 6 months after decoration | GB/T 18883-2002 | Closed for 10-12 h | [44 empty] | 0.045 |  |  |  | ppm |  | 0.212 |  |  |  | ppm |  | 0.065 |  |  |  | ppm |  | 0.108 |  |  |  | ppm
191 | 80 | Sun et al:2006 | 孙胜龙, 董艳, 孙婷婷,等. 东北地区室内有机挥发性污染物(VOCS)污染调查与研究[J]. 东北师大学报(自然科学), 2009, 41(1):117-122 |  | Changchun | 2007.3-2007.3 | Dormitory | University |  |  |  |  | More than 6 months after decoration | GB/T 18883-2002 | Closed for 10-12 h | [44 empty] | 0.09 |  |  |  | ppm |  | 0.106 |  |  |  | ppm |  | 0.045 |  |  |  | ppm |  | 0.054 |  |  |  | ppm
192 | 80 | Sun et al:2006 | 孙胜龙, 董艳, 孙婷婷,等. 东北地区室内有机挥发性污染物(VOCS)污染调查与研究[J]. 东北师大学报(自然科学), 2009, 41(1):117-122 |  | Changchun | 2006.11-2006.12 | Dormitory | University |  |  | 1 |  | More than 6 months after decoration | GB/T 18883-2002 | Closed for 10-12 h | [44 empty] | 0.09 |  |  |  | ppm |  | 0.265 |  |  |  | ppm |  | 0.065 |  |  |  | ppm |  | 0.162 |  |  |  | ppm
193 | 80 | Sun et al:2006 | 孙胜龙, 董艳, 孙婷婷,等. 东北地区室内有机挥发性污染物(VOCS)污染调查与研究[J]. 东北师大学报(自然科学), 2009, 41(1):117-122 |  | Changchun | 2007.3-2007.3 | Dormitory | University |  |  |  |  | More than 6 months after decoration | GB/T 18883-2002 | Closed for 10-12 h | [44 empty] | 0.045 |  |  |  | ppm |  | 0.159 |  |  |  | ppm |  | 0.045 |  |  |  | ppm |  | 0.108 |  |  |  | ppm
194 | 80 | Sun et al:2006 | 孙胜龙, 董艳, 孙婷婷,等. 东北地区室内有机挥发性污染物(VOCS)污染调查与研究[J]. 东北师大学报(自然科学), 2009, 41(1):117-122 |  | Changchun | 2006.11-2006.12 | Dormitory | University |  |  | 1 |  | More than 6 months after decoration | GB/T 18883-2002 | Closed for 10-12 h | [44 empty] | 0.09 |  |  |  | ppm |  | 0.265 |  |  |  | ppm |  | 0.13 |  |  |  | ppm |  | 0.216 |  |  |  | ppm
195 | 80 | Sun et al:2006 | 孙胜龙, 董艳, 孙婷婷,等. 东北地区室内有机挥发性污染物(VOCS)污染调查与研究[J]. 东北师大学报(自然科学), 2009, 41(1):117-122 |  | Changchun | 2007.3-2007.3 | Dormitory | University |  |  |  |  | More than 6 months after decoration | GB/T 18883-2002 | Closed for 10-12 h | [44 empty] | 0.045 |  |  |  | ppm |  | 0.212 |  |  |  | ppm |  | 0.195 |  |  |  | ppm |  | 0.054 |  |  |  | ppm
196 | 80 | Sun et al:2006 | 孙胜龙, 董艳, 孙婷婷,等. 东北地区室内有机挥发性污染物(VOCS)污染调查与研究[J]. 东北师大学报(自然科学), 2009, 41(1):117-122 |  | Changchun | 2006.11-2006.12 | Dormitory | University |  |  | 1 |  | More than 6 months after decoration | GB/T 18883-2002 | Closed for 10-12 h | [44 empty] | 0.135 |  |  |  | ppm |  | 0.106 |  |  |  | ppm |  | 0.26 |  |  |  | ppm |  | 0.27 |  |  |  | ppm
197 | 80 | Sun et al:2006 | 孙胜龙, 董艳, 孙婷婷,等. 东北地区室内有机挥发性污染物(VOCS)污染调查与研究[J]. 东北师大学报(自然科学), 2009, 41(1):117-122 |  | Changchun | 2007.3-2007.3 | Dormitory | University |  |  |  |  | More than 6 months after decoration | GB/T 18883-2002 | Closed for 10-12 h | [44 empty] | 0.09 |  |  |  | ppm |  | 0.053 |  |  |  | ppm |  | 0.195 |  |  |  | ppm |  | 0.054 |  |  |  | ppm
198 | 80 | Sun et al:2006 | 孙胜龙, 董艳, 孙婷婷,等. 东北地区室内有机挥发性污染物(VOCS)污染调查与研究[J]. 东北师大学报(自然科学), 2009, 41(1):117-122 |  | Changchun | 2006.11-2006.12 | Dormitory | University |  |  | 1 |  | More than 6 months after decoration | GB/T 18883-2002 | Closed for 10-12 h | [44 empty] | 0.18 |  |  |  | ppm |  | 0.053 |  |  |  | ppm |  | 0.195 |  |  |  | ppm |  | 0.216 |  |  |  | ppm
199 | 80 | Sun et al:2006 | 孙胜龙, 董艳, 孙婷婷,等. 东北地区室内有机挥发性污染物(VOCS)污染调查与研究[J]. 东北师大学报(自然科学), 2009, 41(1):117-122 |  | Changchun | 2007.3-2007.3 | Dormitory | University |  |  |  |  | More than 6 months after decoration | GB/T 18883-2002 | Closed for 10-12 h | [44 empty] | 0.045 |  |  |  | ppm |  | 0.053 |  |  |  | ppm |  | 0.13 |  |  |  | ppm |  | 0.054 |  |  |  | ppm
200 | 81 | Bao:2006 | 鲍缇夕. 高等职业技术学校学生宿舍空气中常见污染物现况调查[J]. 山西医药杂志, 2006, 35(5):410-411 | 10.3969/j.issn.0253-9926.2006.05.013 | Qinghai | 2005.6 | Dormitory | University |  | 1 | 3 | varied |  |  | Normal | [6 empty] | 0.06 | 0.012 | 0.05 | 0.09 | % | Samples:11 | 93 | 57 | 12 | 17 | Samples:12 | [21 empty] | 7 | 2 | 5 | 10 | Samples:8 | [31 empty] | 1463 | 982 | 629 | 3931 | Samples:11 | [19 empty] | 33 | 10 | 21 | 51 |  | Samples:11 | 29 | 7 | 15 | 39 | Samples:12 |  | Sample numbers are varied
201 | 81 | Bao:2006 | 鲍缇夕. 高等职业技术学校学生宿舍空气中常见污染物现况调查[J]. 山西医药杂志, 2006, 35(5):410-411 | 10.3969/j.issn.0253-9926.2006.05.013 | Qinghai | 2005.6 | Dormitory | University |  | 1 | 3 | 12 |  |  | Normal | [6 empty] | 0.058 | 0.01 | 0.05 | 0.08 | % |  | 149 | 38 | 100 | 240 | [22 empty] | 6 | 3 | 2 | 10 | [32 empty] | 1116 | 1065 | 315 | 4089 | Samples:10 | [19 empty] | 27 | 10 | 10 | 39 |  |  | 11 | 6 | 4 | 22
202 | 83 | Wang et al:2010 | 王玉磊, 刘斌, 许柱. 高校宿舍甲醛污染健康风险评价[J]. 环境科技, 2010, 23(a01):52-54 | 10.3969/j.issn.1674-4829.2010.z1.017 | Xuzhou | 2010（assumed） | Dormitory | University |  |  |  |  | Newly Decorated (within 2 years) | [40 empty] | 121.7 | 34.8 | 20 | 240
203 | 83 | Wang et al:2010 | 王玉磊, 刘斌, 许柱. 高校宿舍甲醛污染健康风险评价[J]. 环境科技, 2010, 23(a01):52-54 | 10.3969/j.issn.1674-4829.2010.z1.017 | Xuzhou | 2010（assumed） | Dormitory | University |  |  |  |  | Newly Decorated (within 2 years) | [40 empty] | 160.2 | 57.8 | 40 | 330
204 | 84 | Zhu et al:2009 | 朱晓冬, 沈隽, 刘玉,等. 哈尔滨某高校室内空气挥发性有机物污染状况[J]. 环境与健康杂志, 2009, 26(4):362-362 |  | Harbin | 2008.3 | Dormitory | University | [6 empty] | Closed | [68 empty] | 500
205 | 84 | Zhu et al:2009 | 朱晓冬, 沈隽, 刘玉,等. 哈尔滨某高校室内空气挥发性有机物污染状况[J]. 环境与健康杂志, 2009, 26(4):362-362 |  | Harbin | 2008.3 | Dormitory | University | [6 empty] | Closed | [68 empty] | 320
206 | 84 | Zhu et al:2009 | 朱晓冬, 沈隽, 刘玉,等. 哈尔滨某高校室内空气挥发性有机物污染状况[J]. 环境与健康杂志, 2009, 26(4):362-362 |  | Harbin | 2008.3 | Dormitory | University | [6 empty] | Closed | [68 empty] | 280
207 | 84 | Zhu et al:2009 | 朱晓冬, 沈隽, 刘玉,等. 哈尔滨某高校室内空气挥发性有机物污染状况[J]. 环境与健康杂志, 2009, 26(4):362-362 |  | Harbin | 2008.3.10 | Dormitory | University | [75 empty] | 370
208 | 84 | Zhu et al:2009 | 朱晓冬, 沈隽, 刘玉,等. 哈尔滨某高校室内空气挥发性有机物污染状况[J]. 环境与健康杂志, 2009, 26(4):362-362 |  | Harbin | 2008.3.25 | Dormitory | University | [75 empty] | 280
209 | 84 | Zhu et al:2009 | 朱晓冬, 沈隽, 刘玉,等. 哈尔滨某高校室内空气挥发性有机物污染状况[J]. 环境与健康杂志, 2009, 26(4):362-362 |  | Harbin | 2008.4.10 | Dormitory | University | [75 empty] | 310
210 | 84 | Zhu et al:2009 | 朱晓冬, 沈隽, 刘玉,等. 哈尔滨某高校室内空气挥发性有机物污染状况[J]. 环境与健康杂志, 2009, 26(4):362-362 |  | Harbin | 2008.4.25 | Dormitory | University | [75 empty] | 300
211 | 84 | Zhu et al:2009 | 朱晓冬, 沈隽, 刘玉,等. 哈尔滨某高校室内空气挥发性有机物污染状况[J]. 环境与健康杂志, 2009, 26(4):362-362 |  | Harbin | 2008.5.10 | Dormitory | University | [75 empty] | 310
212 | 84 | Zhu et al:2009 | 朱晓冬, 沈隽, 刘玉,等. 哈尔滨某高校室内空气挥发性有机物污染状况[J]. 环境与健康杂志, 2009, 26(4):362-362 |  | Harbin | 2008.5.25 | Dormitory | University | [75 empty] | 330
213 | 85 | Huang et al:2014 | 黄书君, 李坤权, 朱光怡. 基于模糊层次分析模型的高校室内空气质量评价与分析[J]. 环境工程, 2014, 32(5):90-94 | 10.13205/j.hjgc.201405022 | Nanjing | 2013（assumed） | Dormitory | University |  |  | 1 | [16 empty] | 0.2 | [25 empty] | 100 | [5 empty] | 50 | [5 empty] | 50 | [11 empty] | 50 | [5 empty] | 500
214 | 90 | Ye et al:2008 | 叶晓江, 刘燕妮, 陈焕新,等. 武汉某大学校园环境调查与评价[J]. 建筑热能通风空调, 2008, 27(3):74-77 | 10.3969/j.issn.1003-0344.2008.03.021 | Wuhan | 2007-2007（assumed） | Dormitory | University |  | 1 | 1 |  |  |  |  | 3900 | 600 | 3100 | 4400 |  |  | 0.035 | 0.006 | 0.031 | 0.039 | % | [20 empty] | 54 | 24 | 37 | 71
215 | 92 | Zhang:2007 | 张改景. 西安市既有图书馆建筑室内环境的调查与评价研究[D]. 西安建筑科技大学, 2007 |  | Xi'an | 2005.8-2005.9 | Dormitory、 Classroom | University |  |  | 9 | [90 empty] | 25.08 | 15.71 | 11.1 | 44.4
216 | 94 | Wu: 2016 | 吴会鹏. 严寒地区学生宿舍室内空气品质实测与分析[D]. 哈尔滨工业大学, 2016 |  | Harbin | 2016.1-2016.1 | Dormitory | University |  | 1 | 1 | 360 |  |  | Normal | 0.1 |  |  |  | ppm |  | 1235 | [17 empty] | 102 | [43 empty] | 10 |  |  |  | ppb
217 | 94 | Wu: 2016 | 吴会鹏. 严寒地区学生宿舍室内空气品质实测与分析[D]. 哈尔滨工业大学, 2016 |  | Harbin | 2016.1-2016.1 | Dormitory | University |  |  | 1 |  |  |  |  | 0.1 |  |  |  | ppm |  | 530 | [17 empty] | 122 | [43 empty] | 0 |  |  |  | ppb
218 | 94 | Wu: 2016 | 吴会鹏. 严寒地区学生宿舍室内空气品质实测与分析[D]. 哈尔滨工业大学, 2016 |  | Harbin | 2016.1-2016.1 | Dormitory | University |  |  | 1 |  |  |  |  | 0 |  |  |  | ppm |  | 1826 | [17 empty] | 99 | [43 empty] | 20 |  |  |  | ppb
219 | 94 | Wu: 2016 | 吴会鹏. 严寒地区学生宿舍室内空气品质实测与分析[D]. 哈尔滨工业大学, 2016 |  | Harbin | 2016.1-2016.1 | Dormitory | University |  |  | 1 |  |  |  |  | 0.1 |  |  |  | ppm |  | 1226 | [17 empty] | 72 | [43 empty] | 10 |  |  |  | ppb
220 | 94 | Wu: 2016 | 吴会鹏. 严寒地区学生宿舍室内空气品质实测与分析[D]. 哈尔滨工业大学, 2016 |  | Harbin | 2016.1-2016.1 | Dormitory | University |  |  | 1 |  |  |  |  | 0.2 |  |  |  | ppm |  | 990 | [17 empty] | 83 | [43 empty] | 10 |  |  |  | ppb
221 | 94 | Wu: 2016 | 吴会鹏. 严寒地区学生宿舍室内空气品质实测与分析[D]. 哈尔滨工业大学, 2016 |  | Harbin | 2016.1-2016.1 | Dormitory | University |  |  | 1 |  |  |  |  | 0.2 |  |  |  | ppm |  | 956 | [17 empty] | 74 | [43 empty] | 0 |  |  |  | ppb
222 | 94 | Wu: 2016 | 吴会鹏. 严寒地区学生宿舍室内空气品质实测与分析[D]. 哈尔滨工业大学, 2016 |  | Harbin | 2016.1-2016.1 | Dormitory | University |  |  | 1 |  |  |  |  | 0.2 |  |  |  | ppm |  | 1140 | [17 empty] | 35 | [43 empty] | 10 |  |  |  | ppb
223 | 94 | Wu: 2016 | 吴会鹏. 严寒地区学生宿舍室内空气品质实测与分析[D]. 哈尔滨工业大学, 2016 |  | Harbin | 2016.1-2016.1 | Dormitory | University |  |  | 1 |  |  |  |  | 0 |  |  |  | ppm |  | 1340 | [17 empty] | 117 | [43 empty] | 0 |  |  |  | ppb
224 | 94 | Wu: 2016 | 吴会鹏. 严寒地区学生宿舍室内空气品质实测与分析[D]. 哈尔滨工业大学, 2016 |  | Harbin | 2016.1-2016.1 | Dormitory | University |  |  | 1 |  |  |  |  | 0.3 |  |  |  | ppm |  | 1201 | [17 empty] | 68 | [43 empty] | 0 |  |  |  | ppb
225 | 94 | Wu: 2016 | 吴会鹏. 严寒地区学生宿舍室内空气品质实测与分析[D]. 哈尔滨工业大学, 2016 |  | Harbin | 2016.1-2016.1 | Dormitory | University |  |  | 1 |  |  |  |  | 0.1 |  |  |  | ppm |  | 1440 | [17 empty] | 41 | [43 empty] | 0 |  |  |  | ppb
226 | 94 | Wu: 2016 | 吴会鹏. 严寒地区学生宿舍室内空气品质实测与分析[D]. 哈尔滨工业大学, 2016 |  | Harbin | 2016.1-2016.1 | Dormitory | University |  |  | 1 |  |  |  |  | 0.1 |  |  |  | ppm |  | 640 | [17 empty] | 107 | [43 empty] | 20 |  |  |  | ppb
227 | 94 | Wu: 2016 | 吴会鹏. 严寒地区学生宿舍室内空气品质实测与分析[D]. 哈尔滨工业大学, 2016 |  | Harbin | 2016.1-2016.1 | Dormitory | University |  |  | 1 |  |  |  |  | 0.1 |  |  |  | ppm |  | 1416 | [17 empty] | 83 | [43 empty] | 0 |  |  |  | ppb
228 | 94 | Wu: 2016 | 吴会鹏. 严寒地区学生宿舍室内空气品质实测与分析[D]. 哈尔滨工业大学, 2016 |  | Harbin | 2016.1-2016.1 | Dormitory | University |  |  | 1 |  |  |  |  | 0.1 |  |  |  | ppm |  | 689 | [17 empty] | 112 | [43 empty] | 30 |  |  |  | ppb
229 | 94 | Wu: 2016 | 吴会鹏. 严寒地区学生宿舍室内空气品质实测与分析[D]. 哈尔滨工业大学, 2016 |  | Harbin | 2016.1-2016.1 | Dormitory | University |  |  | 1 |  |  |  |  | 0.1 |  |  |  | ppm |  | 1656 | [17 empty] | 36 | [43 empty] | 10 |  |  |  | ppb
230 | 94 | Wu: 2016 | 吴会鹏. 严寒地区学生宿舍室内空气品质实测与分析[D]. 哈尔滨工业大学, 2016 |  | Harbin | 2016.1-2016.1 | Dormitory | University |  |  | 1 |  |  |  |  | 0.2 |  |  |  | ppm |  | 1183 | [17 empty] | 160 | [43 empty] | 0 |  |  |  | ppb
231 | 94 | Wu: 2016 | 吴会鹏. 严寒地区学生宿舍室内空气品质实测与分析[D]. 哈尔滨工业大学, 2016 |  | Harbin | 2016.1-2016.1 | Dormitory | University |  |  | 1 |  |  |  |  | 0 |  |  |  | ppm |  | 840 | [17 empty] | 66 | [43 empty] | 20 |  |  |  | ppb
232 | 94 | Wu: 2016 | 吴会鹏. 严寒地区学生宿舍室内空气品质实测与分析[D]. 哈尔滨工业大学, 2016 |  | Harbin | 2016.1-2016.1 | Dormitory | University |  |  | 1 |  |  |  |  | 0.1 |  |  |  | ppm |  | 946 | [17 empty] | 79 | [43 empty] | 0 |  |  |  | ppb
233 | 94 | Wu: 2016 | 吴会鹏. 严寒地区学生宿舍室内空气品质实测与分析[D]. 哈尔滨工业大学, 2016 |  | Harbin | 2016.1-2016.1 | Dormitory | University |  |  | 1 |  |  |  |  | 0.2 |  |  |  | ppm |  | 1417 | [17 empty] | 74 | [43 empty] | 10 |  |  |  | ppb
234 | 94 | Wu: 2016 | 吴会鹏. 严寒地区学生宿舍室内空气品质实测与分析[D]. 哈尔滨工业大学, 2016 |  | Harbin | 2016.1-2016.1 | Dormitory | University |  |  | 1 |  |  |  |  | 0.3 |  |  |  | ppm |  | 944 | [17 empty] | 59 | [43 empty] | 0 |  |  |  | ppb
235 | 94 | Wu: 2016 | 吴会鹏. 严寒地区学生宿舍室内空气品质实测与分析[D]. 哈尔滨工业大学, 2016 |  | Harbin | 2016.1-2016.1 | Dormitory | University |  |  | 1 |  |  |  |  | 0.1 |  |  |  | ppm |  | 672 | [17 empty] | 98 | [43 empty] | 0 |  |  |  | ppb
236 | 94 | Wu: 2016 | 吴会鹏. 严寒地区学生宿舍室内空气品质实测与分析[D]. 哈尔滨工业大学, 2016 |  | Harbin | 2016.1-2016.1 | Dormitory | University |  |  | 1 |  |  |  |  | 0.1 |  |  |  | ppm |  | 900 | [17 empty] | 53 | [43 empty] | 0 |  |  |  | ppb
237 | 94 | Wu: 2016 | 吴会鹏. 严寒地区学生宿舍室内空气品质实测与分析[D]. 哈尔滨工业大学, 2016 |  | Harbin | 2016.1-2016.1 | Dormitory | University |  |  | 1 |  |  |  |  | 0 |  |  |  | ppm |  | 1923 | [17 empty] | 89 | [43 empty] | 10 |  |  |  | ppb
238 | 94 | Wu: 2016 | 吴会鹏. 严寒地区学生宿舍室内空气品质实测与分析[D]. 哈尔滨工业大学, 2016 |  | Harbin | 2016.1-2016.1 | Dormitory | University |  |  | 1 |  |  |  |  | 0.1 |  |  |  | ppm |  | 742 | [17 empty] | 88 | [43 empty] | 0 |  |  |  | ppb
239 | 94 | Wu: 2016 | 吴会鹏. 严寒地区学生宿舍室内空气品质实测与分析[D]. 哈尔滨工业大学, 2016 |  | Harbin | 2016.1-2016.1 | Dormitory | University |  |  | 1 |  |  |  |  | 0.2 |  |  |  | ppm |  | 943 | [17 empty] | 103 | [43 empty] | 20 |  |  |  | ppb
240 | 94 | Wu: 2016 | 吴会鹏. 严寒地区学生宿舍室内空气品质实测与分析[D]. 哈尔滨工业大学, 2016 |  | Harbin | 2016.1-2016.1 | Dormitory | University |  | 1 | 1 |  |  |  |  | 0.2 |  |  |  | ppm |  | 1090 | [17 empty] | 59 | [43 empty] | 30 |  |  |  | ppb
241 | 94 | Wu: 2016 | 吴会鹏. 严寒地区学生宿舍室内空气品质实测与分析[D]. 哈尔滨工业大学, 2016 |  | Harbin | 2016.1-2016.1 | Dormitory | University |  |  | 1 |  |  |  |  | 0 |  |  |  | ppm |  | 1777 | [17 empty] | 41 | [43 empty] | 0 |  |  |  | ppb
242 | 94 | Wu: 2016 | 吴会鹏. 严寒地区学生宿舍室内空气品质实测与分析[D]. 哈尔滨工业大学, 2016 |  | Harbin | 2016.1-2016.1 | Dormitory | University |  |  | 1 |  |  |  |  | 0.2 |  |  |  | ppm |  | 1113 | [17 empty] | 43 | [43 empty] | 0 |  |  |  | ppb
243 | 94 | Wu: 2016 | 吴会鹏. 严寒地区学生宿舍室内空气品质实测与分析[D]. 哈尔滨工业大学, 2016 |  | Harbin | 2016.1-2016.1 | Dormitory | University |  |  | 1 |  |  |  |  | 0.1 |  |  |  | ppm |  | 865 | [17 empty] | 40 | [43 empty] | 10 |  |  |  | ppb
244 | 94 | Wu: 2016 | 吴会鹏. 严寒地区学生宿舍室内空气品质实测与分析[D]. 哈尔滨工业大学, 2016 |  | Harbin | 2016.1-2016.1 | Dormitory | University |  |  | 1 |  |  |  |  | 0.1 |  |  |  | ppm |  | 1872 | [17 empty] | 41 | [43 empty] | 10 |  |  |  | ppb
245 | 94 | Wu: 2016 | 吴会鹏. 严寒地区学生宿舍室内空气品质实测与分析[D]. 哈尔滨工业大学, 2016 |  | Harbin | 2016.1-2016.1 | Dormitory | University |  |  | 1 |  |  |  |  | 0.1 |  |  |  | ppm |  | 1203 | [17 empty] | 52 | [43 empty] | 20 |  |  |  | ppb
246 | 94 | Wu: 2016 | 吴会鹏. 严寒地区学生宿舍室内空气品质实测与分析[D]. 哈尔滨工业大学, 2016 |  | Harbin | 2016.1-2016.1 | Dormitory | University |  |  | 1 |  |  |  |  | 0.2 |  |  |  | ppm |  | 1352 | [17 empty] | 54 | [43 empty] | 20 |  |  |  | ppb
247 | 94 | Wu: 2016 | 吴会鹏. 严寒地区学生宿舍室内空气品质实测与分析[D]. 哈尔滨工业大学, 2016 |  | Harbin | 2016.1-2016.1 | Dormitory | University |  |  | 1 |  |  |  |  | 0 |  |  |  | ppm |  | 3500 | [17 empty] | 66 | [43 empty] | 20 |  |  |  | ppb
248 | 94 | Wu: 2016 | 吴会鹏. 严寒地区学生宿舍室内空气品质实测与分析[D]. 哈尔滨工业大学, 2016 |  | Harbin | 2016.1-2016.1 | Dormitory | University |  |  | 1 |  |  |  |  | 0 |  |  |  | ppm |  | 874 | [17 empty] | 45 | [43 empty] | 10 |  |  |  | ppb
249 | 94 | Wu: 2016 | 吴会鹏. 严寒地区学生宿舍室内空气品质实测与分析[D]. 哈尔滨工业大学, 2016 |  | Harbin | 2016.1-2016.1 | Dormitory | University |  |  | 1 |  |  |  |  | 0.1 |  |  |  | ppm |  | 1214 | [17 empty] | 53 | [43 empty] | 0 |  |  |  | ppb
250 | 94 | Wu: 2016 | 吴会鹏. 严寒地区学生宿舍室内空气品质实测与分析[D]. 哈尔滨工业大学, 2016 |  | Harbin | 2016.1-2016.1 | Dormitory | University |  |  | 1 |  |  |  |  | 0 |  |  |  | ppm |  | 840 | [17 empty] | 51 | [43 empty] | 0 |  |  |  | ppb
251 | 94 | Wu: 2016 | 吴会鹏. 严寒地区学生宿舍室内空气品质实测与分析[D]. 哈尔滨工业大学, 2016 |  | Harbin | 2016.1-2016.1 | Dormitory | University |  |  | 1 |  |  |  |  | 0.1 |  |  |  | ppm |  | 1492 | [17 empty] | 51 | [43 empty] | 0 |  |  |  | ppb
252 | 94 | Wu: 2016 | 吴会鹏. 严寒地区学生宿舍室内空气品质实测与分析[D]. 哈尔滨工业大学, 2016 |  | Harbin | 2016.1-2016.1 | Dormitory | University |  |  | 1 |  |  |  |  | 0.2 |  |  |  | ppm |  | 1440 | [17 empty] | 40 | [43 empty] | 0 |  |  |  | ppb
253 | 94 | Wu: 2016 | 吴会鹏. 严寒地区学生宿舍室内空气品质实测与分析[D]. 哈尔滨工业大学, 2016 |  | Harbin | 2016.1-2016.1 | Dormitory | University |  |  | 1 |  |  |  |  | 0 |  |  |  | ppm |  | 1246 | [17 empty] | 51 | [43 empty] | 20 |  |  |  | ppb
254 | 94 | Wu: 2016 | 吴会鹏. 严寒地区学生宿舍室内空气品质实测与分析[D]. 哈尔滨工业大学, 2016 |  | Harbin | 2016.1-2016.1 | Dormitory | University |  |  | 1 |  |  |  |  | 0.2 |  |  |  | ppm |  | 1006 | [17 empty] | 83 | [43 empty] | 0 |  |  |  | ppb
255 | 94 | Wu: 2016 | 吴会鹏. 严寒地区学生宿舍室内空气品质实测与分析[D]. 哈尔滨工业大学, 2016 |  | Harbin | 2016.1-2016.1 | Dormitory | University |  |  | 1 |  |  |  |  | 0.1 |  |  |  | ppm |  | 877 | [17 empty] | 53 | [43 empty] | 20 |  |  |  | ppb
256 | 94 | Wu: 2016 | 吴会鹏. 严寒地区学生宿舍室内空气品质实测与分析[D]. 哈尔滨工业大学, 2016 |  | Harbin | 2016.1-2016.1 | Dormitory | University |  |  | 1 |  |  |  |  | 0 |  |  |  | ppm |  | 1295 | [17 empty] | 62 | [43 empty] | 0 |  |  |  | ppb
257 | 94 | Wu: 2016 | 吴会鹏. 严寒地区学生宿舍室内空气品质实测与分析[D]. 哈尔滨工业大学, 2016 |  | Harbin | 2016.1-2016.1 | Dormitory | University |  |  | 1 |  |  |  |  | 0 |  |  |  | ppm |  | 1251 | [17 empty] | 79 | [43 empty] | 20 |  |  |  | ppb
258 | 94 | Wu: 2016 | 吴会鹏. 严寒地区学生宿舍室内空气品质实测与分析[D]. 哈尔滨工业大学, 2016 |  | Harbin | 2016.1-2016.1 | Dormitory | University |  |  | 1 |  |  |  |  | 0.1 |  |  |  | ppm |  | 1397 | [17 empty] | 49 | [43 empty] | 10 |  |  |  | ppb
259 | 94 | Wu: 2016 | 吴会鹏. 严寒地区学生宿舍室内空气品质实测与分析[D]. 哈尔滨工业大学, 2016 |  | Harbin | 2016.1-2016.1 | Dormitory | University |  |  | 1 |  |  |  |  | 0.1 |  |  |  | ppm |  | 1704 | [17 empty] | 59 | [43 empty] | 20 |  |  |  | ppb
260 | 94 | Wu: 2016 | 吴会鹏. 严寒地区学生宿舍室内空气品质实测与分析[D]. 哈尔滨工业大学, 2016 |  | Harbin | 2016.1-2016.1 | Dormitory | University |  |  | 1 |  |  |  |  | 0.1 |  |  |  | ppm |  | 1265 | [17 empty] | 62 | [43 empty] | 10 |  |  |  | ppb
261 | 94 | Wu: 2016 | 吴会鹏. 严寒地区学生宿舍室内空气品质实测与分析[D]. 哈尔滨工业大学, 2016 |  | Harbin | 2016.1-2016.1 | Dormitory | University |  |  | 1 |  |  |  |  | 0 |  |  |  | ppm |  | 1340 | [17 empty] | 77 | [43 empty] | 10 |  |  |  | ppb
262 | 94 | Wu: 2016 | 吴会鹏. 严寒地区学生宿舍室内空气品质实测与分析[D]. 哈尔滨工业大学, 2016 |  | Harbin | 2016.1-2016.1 | Dormitory | University |  |  | 1 |  |  |  |  | 0 |  |  |  | ppm |  | 1140 | [17 empty] | 64 | [43 empty] | 20 |  |  |  | ppb
263 | 94 | Wu: 2016 | 吴会鹏. 严寒地区学生宿舍室内空气品质实测与分析[D]. 哈尔滨工业大学, 2016 |  | Harbin | 2016.1-2016.1 | Dormitory | University |  |  | 1 |  |  |  |  | 0.1 |  |  |  | ppm |  | 1840 | [17 empty] | 51 | [43 empty] | 0 |  |  |  | ppb
264 | 94 | Wu: 2016 | 吴会鹏. 严寒地区学生宿舍室内空气品质实测与分析[D]. 哈尔滨工业大学, 2016 |  | Harbin | 2016.1-2016.1 | Dormitory | University |  | 1 | 1 |  |  |  |  | 0.2 |  |  |  | ppm |  | 1499 | [17 empty] | 105 | [43 empty] | 0 |  |  |  | ppb
265 | 94 | Wu: 2016 | 吴会鹏. 严寒地区学生宿舍室内空气品质实测与分析[D]. 哈尔滨工业大学, 2016 |  | Harbin | 2016.1-2016.1 | Dormitory | University |  |  | 1 |  |  |  |  | 0.1 |  |  |  | ppm |  | 581 | [17 empty] | 135 | [43 empty] | 20 |  |  |  | ppb
266 | 94 | Wu: 2016 | 吴会鹏. 严寒地区学生宿舍室内空气品质实测与分析[D]. 哈尔滨工业大学, 2016 |  | Harbin | 2016.1-2016.1 | Dormitory | University |  |  | 1 |  |  |  |  | 0.1 |  |  |  | ppm |  | 1155 | [17 empty] | 136 | [43 empty] | 10 |  |  |  | ppb
267 | 94 | Wu: 2016 | 吴会鹏. 严寒地区学生宿舍室内空气品质实测与分析[D]. 哈尔滨工业大学, 2016 |  | Harbin | 2016.1-2016.1 | Dormitory | University |  |  | 1 |  |  |  |  | 0 |  |  |  | ppm |  | 1715 | [17 empty] | 190 | [43 empty] | 10 |  |  |  | ppb
268 | 94 | Wu: 2016 | 吴会鹏. 严寒地区学生宿舍室内空气品质实测与分析[D]. 哈尔滨工业大学, 2016 |  | Harbin | 2016.1-2016.1 | Dormitory | University |  |  | 1 |  |  |  |  | 0.2 |  |  |  | ppm |  | 1388 | [17 empty] | 150 | [43 empty] | 0 |  |  |  | ppb
269 | 94 | Wu: 2016 | 吴会鹏. 严寒地区学生宿舍室内空气品质实测与分析[D]. 哈尔滨工业大学, 2016 |  | Harbin | 2016.1-2016.1 | Dormitory | University |  |  | 1 |  |  |  |  | 0.2 |  |  |  | ppm |  | 1046 | [17 empty] | 118 | [43 empty] | 0 |  |  |  | ppb
270 | 94 | Wu: 2016 | 吴会鹏. 严寒地区学生宿舍室内空气品质实测与分析[D]. 哈尔滨工业大学, 2016 |  | Harbin | 2016.1-2016.1 | Dormitory | University |  |  | 1 |  |  |  |  | 0 |  |  |  | ppm |  | 1071 | [17 empty] | 118 | [43 empty] | 20 |  |  |  | ppb
271 | 94 | Wu: 2016 | 吴会鹏. 严寒地区学生宿舍室内空气品质实测与分析[D]. 哈尔滨工业大学, 2016 |  | Harbin | 2016.1-2016.1 | Dormitory | University |  |  | 1 |  |  |  |  | 0.1 |  |  |  | ppm |  | 1036 | [17 empty] | 170 | [43 empty] | 0 |  |  |  | ppb
272 | 94 | Wu: 2016 | 吴会鹏. 严寒地区学生宿舍室内空气品质实测与分析[D]. 哈尔滨工业大学, 2016 |  | Harbin | 2016.1-2016.1 | Dormitory | University |  |  | 1 |  |  |  |  | 0.2 |  |  |  | ppm |  | 702 | [17 empty] | 1220 | [43 empty] | 10 |  |  |  | ppb
273 | 94 | Wu: 2016 | 吴会鹏. 严寒地区学生宿舍室内空气品质实测与分析[D]. 哈尔滨工业大学, 2016 |  | Harbin | 2016.1-2016.1 | Dormitory | University |  |  | 1 |  |  |  |  | 0 |  |  |  | ppm |  | 1006 | [17 empty] | 103 | [43 empty] | 0 |  |  |  | ppb
274 | 94 | Wu: 2016 | 吴会鹏. 严寒地区学生宿舍室内空气品质实测与分析[D]. 哈尔滨工业大学, 2016 |  | Harbin | 2016.1-2016.1 | Dormitory | University |  |  | 1 |  |  |  |  | 0.1 |  |  |  | ppm |  | 570 | [17 empty] | 187 | [43 empty] | 10 |  |  |  | ppb
275 | 94 | Wu: 2016 | 吴会鹏. 严寒地区学生宿舍室内空气品质实测与分析[D]. 哈尔滨工业大学, 2016 |  | Harbin | 2016.1-2016.1 | Dormitory | University |  |  | 1 |  |  |  |  | 0 |  |  |  | ppm |  | 523 | [17 empty] | 83 | [43 empty] | 20 |  |  |  | ppb
276 | 94 | Wu: 2016 | 吴会鹏. 严寒地区学生宿舍室内空气品质实测与分析[D]. 哈尔滨工业大学, 2016 |  | Harbin | 2016.1-2016.1 | Dormitory | University |  |  | 1 |  |  |  |  | 0.2 |  |  |  | ppm |  | 2815 | [17 empty] | 99 | [43 empty] | 0 |  |  |  | ppb
277 | 94 | Wu: 2016 | 吴会鹏. 严寒地区学生宿舍室内空气品质实测与分析[D]. 哈尔滨工业大学, 2016 |  | Harbin | 2016.1-2016.1 | Dormitory | University |  |  | 1 |  |  |  |  | 0.1 |  |  |  | ppm |  | 1868 | [17 empty] | 124 | [43 empty] | 20 |  |  |  | ppb
278 | 94 | Wu: 2016 | 吴会鹏. 严寒地区学生宿舍室内空气品质实测与分析[D]. 哈尔滨工业大学, 2016 |  | Harbin | 2016.1-2016.1 | Dormitory | University |  |  | 1 |  |  |  |  | 0.1 |  |  |  | ppm |  | 993 | [17 empty] | 177 | [43 empty] | 0 |  |  |  | ppb
279 | 94 | Wu: 2016 | 吴会鹏. 严寒地区学生宿舍室内空气品质实测与分析[D]. 哈尔滨工业大学, 2016 |  | Harbin | 2016.1-2016.1 | Dormitory | University |  |  | 1 |  |  |  |  | 0 |  |  |  | ppm |  | 1623 | [17 empty] | 124 | [43 empty] | 0 |  |  |  | ppb
280 | 94 | Wu: 2016 | 吴会鹏. 严寒地区学生宿舍室内空气品质实测与分析[D]. 哈尔滨工业大学, 2016 |  | Harbin | 2016.1-2016.1 | Dormitory | University |  |  | 1 |  |  |  |  | 0 |  |  |  | ppm |  | 2527 | [17 empty] | 95 | [43 empty] | 10 |  |  |  | ppb
281 | 94 | Wu: 2016 | 吴会鹏. 严寒地区学生宿舍室内空气品质实测与分析[D]. 哈尔滨工业大学, 2016 |  | Harbin | 2016.1-2016.1 | Dormitory | University |  |  | 1 |  |  |  |  | 0 |  |  |  | ppm |  | 3497 | [17 empty] | 80 | [43 empty] | 10 |  |  |  | ppb
282 | 94 | Wu: 2016 | 吴会鹏. 严寒地区学生宿舍室内空气品质实测与分析[D]. 哈尔滨工业大学, 2016 |  | Harbin | 2016.1-2016.1 | Dormitory | University |  |  | 1 |  |  |  |  | 0.2 |  |  |  | ppm |  | 1477 | [17 empty] | 134 | [43 empty] | 20 |  |  |  | ppb
283 | 94 | Wu: 2016 | 吴会鹏. 严寒地区学生宿舍室内空气品质实测与分析[D]. 哈尔滨工业大学, 2016 |  | Harbin | 2016.1-2016.1 | Dormitory | University |  |  | 1 |  |  |  |  | 0.1 |  |  |  | ppm |  | 566 | [17 empty] | 193 | [43 empty] | 10 |  |  |  | ppb
284 | 94 | Wu: 2016 | 吴会鹏. 严寒地区学生宿舍室内空气品质实测与分析[D]. 哈尔滨工业大学, 2016 |  | Harbin | 2016.1-2016.1 | Dormitory | University |  |  | 1 |  |  |  |  | 0.2 |  |  |  | ppm |  | 870 | [17 empty] | 144 | [43 empty] | 0 |  |  |  | ppb
285 | 94 | Wu: 2016 | 吴会鹏. 严寒地区学生宿舍室内空气品质实测与分析[D]. 哈尔滨工业大学, 2016 |  | Harbin | 2016.1-2016.1 | Dormitory | University |  |  | 1 |  |  |  |  | 0.1 |  |  |  | ppm |  | 1012 | [17 empty] | 132 | [43 empty] | 0 |  |  |  | ppb
286 | 94 | Wu: 2016 | 吴会鹏. 严寒地区学生宿舍室内空气品质实测与分析[D]. 哈尔滨工业大学, 2016 |  | Harbin | 2016.1-2016.1 | Dormitory | University |  |  | 1 |  |  |  |  | 0 |  |  |  | ppm |  | 950 | [17 empty] | 114 | [43 empty] | 0 |  |  |  | ppb
287 | 94 | Wu: 2016 | 吴会鹏. 严寒地区学生宿舍室内空气品质实测与分析[D]. 哈尔滨工业大学, 2016 |  | Harbin | 2016.1-2016.1 | Dormitory | University |  |  | 1 |  |  |  |  | 0.2 |  |  |  | ppm |  | 2101 | [17 empty] | 230 | [43 empty] | 0 |  |  |  | ppb
288 | 94 | Wu: 2016 | 吴会鹏. 严寒地区学生宿舍室内空气品质实测与分析[D]. 哈尔滨工业大学, 2016 |  | Harbin | 2016.1-2016.1 | Dormitory | University |  |  | 1 |  |  |  |  | 0 |  |  |  | ppm |  | 1193 | [17 empty] | 216 | [43 empty] | 10 |  |  |  | ppb
289 | 94 | Wu: 2016 | 吴会鹏. 严寒地区学生宿舍室内空气品质实测与分析[D]. 哈尔滨工业大学, 2016 |  | Harbin | 2016.1-2016.1 | Dormitory | University |  |  | 1 |  |  |  |  | 0 |  |  |  | ppm |  | 1294 | [17 empty] | 150 | [43 empty] | 0 |  |  |  | ppb
290 | 94 | Wu: 2016 | 吴会鹏. 严寒地区学生宿舍室内空气品质实测与分析[D]. 哈尔滨工业大学, 2016 |  | Harbin | 2016.1-2016.1 | Dormitory | University |  |  | 1 |  |  |  |  | 0 |  |  |  | ppm |  | 690 | [17 empty] | 287 | [43 empty] | 0 |  |  |  | ppb
291 | 94 | Wu: 2016 | 吴会鹏. 严寒地区学生宿舍室内空气品质实测与分析[D]. 哈尔滨工业大学, 2016 |  | Harbin | 2016.1-2016.1 | Dormitory | University |  |  | 1 |  |  |  |  | 0.1 |  |  |  | ppm |  | 2226 | [17 empty] | 184 | [43 empty] | 20 |  |  |  | ppb
292 | 95 | Huang:2016 | 黄诗卉. 自然通风的学校建筑室内外颗粒物浓度及其相关性研究[D]. 西安建筑科技大学, 2016 |  | Xi'an | 2015.11.8-11.9 | Dormitory | University |  |  |  | 67 | Non-heating season |  |  | 0.43 | 0.43 | 0 | 1.4 | ppm |  | 1486 | 568 | 720 | 2623 | [14 empty] | 36.34 | 19.92 | 14.08 | 104.63 |  |  |  | 80.99 | 48.14 | 22.96 | 178.61
293 | 95 | Huang:2016 | 黄诗卉. 自然通风的学校建筑室内外颗粒物浓度及其相关性研究[D]. 西安建筑科技大学, 2016 |  | Xi'an | 2015.11.21-11.22 | Dormitory | University |  |  |  | 91 | Heating season |  |  | 0.47 | 0.2 | 0.2 | 0.83 | ppm |  | 1427 | 566 | 737 | 1255
294 | 7 | Xia et al: 2016 | 夏秋良,张臣飞,尹乐斌,赵良忠. 大学校园不同场所室内微生物污染调查及分析[J]. 农产品加工,2016,(04):67-69 | 10.16693/j.cnki.1671-9646(X).2016.02.049 | Shaoyang | 2015-2015 (assumed) | Canteen | University |  |  | 1 | 5 |  | GB/T 18883-2002 | Normal | [74 empty] | 19574 | [5 empty] | 5747
295 | 34 | Lv et al: 2011 | 吕锐,于梦汝,张文卿,王斌. 2010年某大学公共场所室内空气细菌总数检测分析[J]. 预防医学论坛,2011,17(12):1082-1083+1087 | 10.16406/j.pmt.issn.1672-9153.2011.12.041 | Qingdao | 2010.10-2010.10 | Canteen | University |  |  |  | 25 | [77 empty] | 1900 | 9405
296 | 39 | Wang et al: 2009 | 王跃,杨涛,任宴梅,周雁,李艳花,张秀梅,薛小莉. 成都市某高校室内空气细菌污染的监测与分析[J]. 成都医学院学报,2009,4(04):295-297 | 10.3969/j.issn.1674-2257.2009.04.020 | Chengdu | Not mentioned | Canteen | University |  |  |  | 3 | [77 empty] | 675.9 | 98.2 | 565.9 | 754.5
297 | 42 | Feng et al: 2012 | 冯利,黄慧,Chul-ho Shin,吴桂萍,崔龙哲. 大学校园室内BTEX浓度水平变化规律及健康风险[J]. 环境科学与技术,2012,35(11):191-194 |  | Wuhan | 2011.06-2011.08 | Canteen | University |  |  |  | 6 | [47 empty] | 32.7 |  | 18.7 | 38.4 |  |  | 60.7 |  | 32.1 | 86.6 |  |  | 40.9 |  | 19.7 | 70.6 |  |  | 26 |  | 11.9 | 42.4 | m: p; not o
298 | 58 | Kang and Lv: 2012 | 康琦,吕锐. 某大学校园室内空气细菌含量检测及空气质量评价[J]. 青岛大学医学院学报,2012,48(05):449-450 | 10.3969/j.issn.1672-4488.2012.05.028 | Qingdao | 2011.03-2011.03 | Canteen | University |  |  |  | 25 | [77 empty] | 1910 | 940
299 | 61 | Gao et al: 2012 | 高衍新,隋少峰,孔凡玲,黄东海. 青岛市某学校室内空气质量卫生学评价[J]. 中国卫生工程学,2012,11(04):274-276+284 |  | Qingdao | Not mentioned | Canteen | High school |  |  | 1 |  |  |  |  | 130 | 60 |  |  |  |  | 0.09 | 0.02 |  |  | % | [20 empty] | 210 | 10 | [5 empty] | 160 | 10 | [34 empty] | 283 | 322
300 | 61 | Gao et al: 2012 | 高衍新,隋少峰,孔凡玲,黄东海. 青岛市某学校室内空气质量卫生学评价[J]. 中国卫生工程学,2012,11(04):274-276+284 |  | Qingdao | Not mentioned | Canteen | Kindergarden/middle school |  |  | 1 |  |  |  |  | 190 | 80 |  |  |  |  | 0.04 | 0 |  |  | % | [20 empty] | 180 | 10 | [5 empty] | 80 | 20 | [34 empty] | 94 | 86
301 | 71 | Zhou et al: 2011 | 周园,肖纯凌,王岚,刘新,苏航. 校园不同场所室内空气微生物分布的调查分析[J/]. 中国医科大学学报,2011,40(05):412+416 |  | Shenyang | 2009.Winter-2009.Winter | Canteen | University |  | 1 | [79 empty] | 3538
302 | 71 | Zhou et al: 2011 | 周园,肖纯凌,王岚,刘新,苏航. 校园不同场所室内空气微生物分布的调查分析[J/]. 中国医科大学学报,2011,40(05):412+416 |  | Shenyang | 2010.Summer-2010.Summer | Canteen | University |  | 0 | [79 empty] | 3889
303 | 73 | Liu: 2017 | 刘晗. 幼托园室内空气微生物污染状况调查[J]. 环保科技,2017,23(03):15-17 |  | Yingkou | 2014.07-2015.01 | Canteen | Kinergarden | [81 empty] | 2411 |  |  |  | winter |  | 689 |  |  |  | winter
304 | 73 | Liu: 2017 | 刘晗. 幼托园室内空气微生物污染状况调查[J]. 环保科技,2017,23(03):15-17 |  | Yingkou | 2014.07-2015.01 | Canteen | Kinergarden | [81 empty] | 2869 |  |  |  | summer |  | 1290 |  |  |  | summer
305 | 73 | Liu: 2017 | 刘晗. 幼托园室内空气微生物污染状况调查[J]. 环保科技,2017,23(03):15-17 |  | Yingkou | 2014.07-2015.01 | Canteen | Kinergarden | [81 empty] | 774 |  |  |  | winter |  | 63 |  |  |  | winter
306 | 73 | Liu: 2017 | 刘晗. 幼托园室内空气微生物污染状况调查[J]. 环保科技,2017,23(03):15-17 |  | Yingkou | 2014.07-2015.01 | Canteen | Kinergarden | [81 empty] | 774 |  |  |  | summer |  | 667 |  |  |  | summer
307 | 73 | Liu: 2017 | 刘晗. 幼托园室内空气微生物污染状况调查[J]. 环保科技,2017,23(03):15-17 |  | Yingkou | 2014.07-2015.01 | Canteen | Kinergarden | [81 empty] | 1614 |  |  |  | winter |  | 698 |  |  |  | winter
308 | 73 | Liu: 2017 | 刘晗. 幼托园室内空气微生物污染状况调查[J]. 环保科技,2017,23(03):15-17 |  | Yingkou | 2014.07-2015.01 | Canteen | Kinergarden | [81 empty] | 1939 |  |  |  | summer |  | 1334 |  |  |  | summer
309 | 73 | Liu: 2017 | 刘晗. 幼托园室内空气微生物污染状况调查[J]. 环保科技,2017,23(03):15-17 |  | Yingkou | 2014.07-2015.01 | Canteen | Kinergarden | [81 empty] | 1799 |  |  |  | winter |  | 705 |  |  |  | winter
310 | 73 | Liu: 2017 | 刘晗. 幼托园室内空气微生物污染状况调查[J]. 环保科技,2017,23(03):15-17 |  | Yingkou | 2014.07-2015.01 | Canteen | Kinergarden | [81 empty] | 1986 |  |  |  | summer |  | 1025 |  |  |  | summer
311 | 73 | Liu: 2017 | 刘晗. 幼托园室内空气微生物污染状况调查[J]. 环保科技,2017,23(03):15-17 |  | Yingkou | 2014.07-2015.01 | Canteen | Kinergarden | [81 empty] | 640 |  |  |  | winter |  | 379 |  |  |  | winter
312 | 73 | Liu: 2017 | 刘晗. 幼托园室内空气微生物污染状况调查[J]. 环保科技,2017,23(03):15-17 |  | Yingkou | 2014.07-2015.01 | Canteen | Kinergarden | [81 empty] | 719 |  |  |  | summer |  | 1036 |  |  |  | summer
313 | 73 | Liu: 2017 | 刘晗. 幼托园室内空气微生物污染状况调查[J]. 环保科技,2017,23(03):15-17 |  | Yingkou | 2014.07-2015.01 | Canteen | Kinergarden | [81 empty] | 532 |  |  |  | winter |  | 409 |  |  |  | winter
314 | 73 | Liu: 2017 | 刘晗. 幼托园室内空气微生物污染状况调查[J]. 环保科技,2017,23(03):15-17 |  | Yingkou | 2014.07-2015.01 | Canteen | Kinergarden | [81 empty] | 838 |  |  |  | summer |  | 901 |  |  |  | summer
315 | 90 | Ye et al:2008 | 叶晓江, 刘燕妮, 陈焕新,等. 武汉某大学校园环境调查与评价[J]. 建筑热能通风空调, 2008, 27(3):74-77 | 10.3969/j.issn.1003-0344.2008.03.021 | Wuhan | 2007-2007（assumed） | Canteen | University |  | 1 | 1 |  | No cooking operation |  |  | 6900 | 100 | 6800 | 7000 |  |  | 0.054 | 0.009 | 0.053 | 0.056 | % | [20 empty] | 92 | 17 | 80 | 104
316 | 90 | Ye et al:2008 | 叶晓江, 刘燕妮, 陈焕新,等. 武汉某大学校园环境调查与评价[J]. 建筑热能通风空调, 2008, 27(3):74-77 | 10.3969/j.issn.1003-0344.2008.03.021 | Wuhan | 2007-2007（assumed） | Canteen | University |  |  |  |  | Normal Cooking |  |  | 4500 | 300 | 4100 | 5200 |  |  | 0.051 | 0.004 | 0.044 | 0.061 | % | [20 empty] | 237 | 65 | 107 | 627
317 | 93 | Shen:2013 | 申晓宇. 学校教室空气污染物的扩散传播特性研究[D]. 南京师范大学, 2013 |  | Nanjing | Not mentioned | Canteen | Kindergarden |  |  |  |  | 1-2 month after decoration | [40 empty] | 60 | [5 empty] | 20 | [23 empty] | 400
318 | 7 | Xia et al: 2016 | 夏秋良,张臣飞,尹乐斌,赵良忠. 大学校园不同场所室内微生物污染调查及分析[J]. 农产品加工,2016,(04):67-69 | 10.16693/j.cnki.1671-9646(X).2016.02.049 | Shaoyang | 2015-2015 (assumed) | Laboratory | University |  |  | 1 | 5 |  | GB/T 18883-2002 | Normal | [74 empty] | 2411 | [5 empty] | 216
319 | 34 | Lv et al: 2011 | 吕锐,于梦汝,张文卿,王斌. 2010年某大学公共场所室内空气细菌总数检测分析[J]. 预防医学论坛,2011,17(12):1082-1083+1087 | 10.16406/j.pmt.issn.1672-9153.2011.12.041 | Qingdao | 2010.10-2010.10 | Laboratory | University |  |  |  | 20 | [77 empty] | 118 | 160
320 | 39 | Wang et al: 2009 | 王跃,杨涛,任宴梅,周雁,李艳花,张秀梅,薛小莉. 成都市某高校室内空气细菌污染的监测与分析[J]. 成都医学院学报,2009,4(04):295-297 | 10.3969/j.issn.1674-2257.2009.04.020 | Chengdu | Not mentioned | Laboratory | University |  |  |  | 4 | [77 empty] | 817.8 | 81.2 | 723.4 | 912.2
321 | 45 | Kong and Zhang: 2010 | 孔祥华,张海东. 高校室内空气中甲醛污染状况检测分析[J]. 科技信息,2010,(27):459+479 | 10.3969/j.issn.1001-9960.2010.27.356 | Baoji | Not mentioned | Laboratory | University |  | 1 | 1 |  |  |  | Normal | [40 empty] | 0.4 | 3.8
322 | 45 | Kong and Zhang: 2010 | 孔祥华,张海东. 高校室内空气中甲醛污染状况检测分析[J]. 科技信息,2010,(27):459+479 | 10.3969/j.issn.1001-9960.2010.27.356 | Baoji | Not mentioned | Laboratory | University |  | 0 | 0 |  |  |  | Closed | [40 empty] | 10.4 | 56
323 | 45 | Kong and Zhang: 2010 | 孔祥华,张海东. 高校室内空气中甲醛污染状况检测分析[J]. 科技信息,2010,(27):459+479 | 10.3969/j.issn.1001-9960.2010.27.356 | Baoji | Not mentioned | Laboratory | University |  | 1 | 1 |  |  |  | Closed | [38 empty] | 8
324 | 61 | Gao et al: 2012 | 高衍新,隋少峰,孔凡玲,黄东海. 青岛市某学校室内空气质量卫生学评价[J]. 中国卫生工程学,2012,11(04):274-276+284 |  | Qingdao | Not mentioned | Laboratory | Chemical |  |  | 1 |  |  |  |  | 260 | 50 |  |  |  |  | 0.05 | 0 |  |  | % | [20 empty] | 20 | 0 | [5 empty] | 140 | 20 | [34 empty] | 1992 | 3043
325 | 61 | Gao et al: 2012 | 高衍新,隋少峰,孔凡玲,黄东海. 青岛市某学校室内空气质量卫生学评价[J]. 中国卫生工程学,2012,11(04):274-276+284 |  | Qingdao | Not mentioned | Laboratory | Chemical |  |  | 1 |  |  |  |  | 250 | 50 |  |  |  |  | 0.07 | 0 |  |  | % | [20 empty] | 130 | 10 | [5 empty] | 120 | 10 | [34 empty] | 104 | 91
326 | 71 | Zhou et al: 2011 | 周园,肖纯凌,王岚,刘新,苏航. 校园不同场所室内空气微生物分布的调查分析[J/]. 中国医科大学学报,2011,40(05):412+416 |  | Shenyang | 2009.Winter-2009.Winter | Laboratory | University |  | 1 | [79 empty] | 2448
327 | 71 | Zhou et al: 2011 | 周园,肖纯凌,王岚,刘新,苏航. 校园不同场所室内空气微生物分布的调查分析[J/]. 中国医科大学学报,2011,40(05):412+416 |  | Shenyang | 2010.Summer-2010.Summer | Laboratory | University |  | 0 | [79 empty] | 1801
328 | 80 | Sun et al:2006 | 孙胜龙, 董艳, 孙婷婷,等. 东北地区室内有机挥发性污染物(VOCS)污染调查与研究[J]. 东北师大学报(自然科学), 2009, 41(1):117-122 |  | Changchun | 2006.11-2006.12 | Laboratory | University |  |  | 1 |  |  |  | Closed for 10-12 h | [44 empty] | 0.18 |  |  |  | ppm |  | 0.212 |  |  |  | ppm |  | 0.195 |  |  |  | ppm |  | 0.054 |  |  |  | ppm
329 | 80 | Sun et al:2006 | 孙胜龙, 董艳, 孙婷婷,等. 东北地区室内有机挥发性污染物(VOCS)污染调查与研究[J]. 东北师大学报(自然科学), 2009, 41(1):117-122 |  | Changchun | 2007.3-2007.3 | Laboratory | University | [6 empty] | Closed for 10-12 h | [44 empty] | 0.09 |  |  |  | ppm |  | 0.159 |  |  |  | ppm |  | 0.195 |  |  |  | ppm |  | 0.054 |  |  |  | ppm
330 | 80 | Sun et al:2006 | 孙胜龙, 董艳, 孙婷婷,等. 东北地区室内有机挥发性污染物(VOCS)污染调查与研究[J]. 东北师大学报(自然科学), 2009, 41(1):117-122 |  | Changchun | 2006.11-2006.12 | Laboratory | University |  |  | 1 |  |  |  | Closed for 10-12 h | [44 empty] | 0.18 |  |  |  | ppm |  | 0.265 |  |  |  | ppm |  | 0.26 |  |  |  | ppm |  | 0.108 |  |  |  | ppm
331 | 80 | Sun et al:2006 | 孙胜龙, 董艳, 孙婷婷,等. 东北地区室内有机挥发性污染物(VOCS)污染调查与研究[J]. 东北师大学报(自然科学), 2009, 41(1):117-122 |  | Changchun | 2007.3-2007.3 | Laboratory | University | [6 empty] | Closed for 10-12 h | [44 empty] | 0.09 |  |  |  | ppm |  | 0.212 |  |  |  | ppm |  | 0.13 |  |  |  | ppm |  | 0.108 |  |  |  | ppm
332 | 80 | Sun et al:2006 | 孙胜龙, 董艳, 孙婷婷,等. 东北地区室内有机挥发性污染物(VOCS)污染调查与研究[J]. 东北师大学报(自然科学), 2009, 41(1):117-122 |  | Changchun | 2006.11-2006.12 | Laboratory | University |  |  | 1 |  |  |  | Closed for 10-12 h | [44 empty] | 0.135 |  |  |  | ppm |  | 0.265 |  |  |  | ppm |  | 0.195 |  |  |  | ppm |  | 0.054 |  |  |  | ppm
333 | 80 | Sun et al:2006 | 孙胜龙, 董艳, 孙婷婷,等. 东北地区室内有机挥发性污染物(VOCS)污染调查与研究[J]. 东北师大学报(自然科学), 2009, 41(1):117-122 |  | Changchun | 2007.3-2007.3 | Laboratory | University | [6 empty] | Closed for 10-12 h | [44 empty] | 0.045 |  |  |  | ppm |  | 0.212 |  |  |  | ppm |  | 0.045 |  |  |  | ppm |  | 0.054 |  |  |  | ppm
334 | 80 | Sun et al:2006 | 孙胜龙, 董艳, 孙婷婷,等. 东北地区室内有机挥发性污染物(VOCS)污染调查与研究[J]. 东北师大学报(自然科学), 2009, 41(1):117-122 |  | Changchun | 2006.11-2006.12 | Laboratory | University |  |  | 1 |  |  |  | Closed for 10-12 h | [44 empty] | 0.09 |  |  |  | ppm |  | 0.053 |  |  |  | ppm |  | 0.13 |  |  |  | ppm |  | 0.054 |  |  |  | ppm
335 | 80 | Sun et al:2006 | 孙胜龙, 董艳, 孙婷婷,等. 东北地区室内有机挥发性污染物(VOCS)污染调查与研究[J]. 东北师大学报(自然科学), 2009, 41(1):117-122 |  | Changchun | 2007.3-2007.3 | Laboratory | University | [6 empty] | Closed for 10-12 h | [44 empty] | 0.045 |  |  |  | ppm | [5 empty] | ppm |  | 0.045 |  |  |  | ppm |  | 0.054 |  |  |  | ppm
336 | 80 | Sun et al:2006 | 孙胜龙, 董艳, 孙婷婷,等. 东北地区室内有机挥发性污染物(VOCS)污染调查与研究[J]. 东北师大学报(自然科学), 2009, 41(1):117-122 |  | Changchun | 2006.11-2006.12 | Laboratory | University |  |  | 1 |  |  |  | Closed for 10-12 h | [44 empty] | 0.135 |  |  |  | ppm |  | 0.053 |  |  |  | ppm |  | 0.13 |  |  |  | ppm |  | 0.108 |  |  |  | ppm
337 | 80 | Sun et al:2006 | 孙胜龙, 董艳, 孙婷婷,等. 东北地区室内有机挥发性污染物(VOCS)污染调查与研究[J]. 东北师大学报(自然科学), 2009, 41(1):117-122 |  | Changchun | 2007.3-2007.3 | Laboratory | University | [6 empty] | Closed for 10-12 h | [44 empty] | 0.09 |  |  |  | ppm |  | 0.053 |  |  |  | ppm |  | 0.045 |  |  |  | ppm |  | 0.108 |  |  |  | ppm
338 | 84 | Zhu et al:2009 | 朱晓冬, 沈隽, 刘玉,等. 哈尔滨某高校室内空气挥发性有机物污染状况[J]. 环境与健康杂志, 2009, 26(4):362-362 |  | Harbin | 2008.3 | Laboratory | University | [6 empty] | Closed | [68 empty] | 350
339 | 84 | Zhu et al:2009 | 朱晓冬, 沈隽, 刘玉,等. 哈尔滨某高校室内空气挥发性有机物污染状况[J]. 环境与健康杂志, 2009, 26(4):362-362 |  | Harbin | 2008.3 | Laboratory | University | [6 empty] | Closed | [68 empty] | 200
340 | 84 | Zhu et al:2009 | 朱晓冬, 沈隽, 刘玉,等. 哈尔滨某高校室内空气挥发性有机物污染状况[J]. 环境与健康杂志, 2009, 26(4):362-362 |  | Harbin | 2008.3 | Laboratory | University | [6 empty] | Closed | [68 empty] | 210
341 | 84 | Zhu et al:2009 | 朱晓冬, 沈隽, 刘玉,等. 哈尔滨某高校室内空气挥发性有机物污染状况[J]. 环境与健康杂志, 2009, 26(4):362-362 |  | Harbin | 2008.3.10 | Laboratory | University | [75 empty] | 260
342 | 84 | Zhu et al:2009 | 朱晓冬, 沈隽, 刘玉,等. 哈尔滨某高校室内空气挥发性有机物污染状况[J]. 环境与健康杂志, 2009, 26(4):362-362 |  | Harbin | 2008.3.25 | Laboratory | University | [75 empty] | 240
343 | 84 | Zhu et al:2009 | 朱晓冬, 沈隽, 刘玉,等. 哈尔滨某高校室内空气挥发性有机物污染状况[J]. 环境与健康杂志, 2009, 26(4):362-362 |  | Harbin | 2008.4.10 | Laboratory | University | [75 empty] | 240
344 | 84 | Zhu et al:2009 | 朱晓冬, 沈隽, 刘玉,等. 哈尔滨某高校室内空气挥发性有机物污染状况[J]. 环境与健康杂志, 2009, 26(4):362-362 |  | Harbin | 2008.4.25 | Laboratory | University | [75 empty] | 250
345 | 84 | Zhu et al:2009 | 朱晓冬, 沈隽, 刘玉,等. 哈尔滨某高校室内空气挥发性有机物污染状况[J]. 环境与健康杂志, 2009, 26(4):362-362 |  | Harbin | 2008.5.10 | Laboratory | University | [75 empty] | 240
346 | 84 | Zhu et al:2009 | 朱晓冬, 沈隽, 刘玉,等. 哈尔滨某高校室内空气挥发性有机物污染状况[J]. 环境与健康杂志, 2009, 26(4):362-362 |  | Harbin | 2008.5.25 | Laboratory | University | [75 empty] | 270
347 | 91 | Li:2012 | 李国强. 西安市高校室内空气质量研究与健康风险评价[D]. 陕西师范大学, 2012 |  | Xi'an | 2011.11-2011.11 | laboratory（assumed） | Laboratory building | University | 1 | 1 | [16 empty] | 61.67 | [5 empty] | 50 | [12 empty] | 380 | [6 empty] | 20 | [5 empty] | 110 | [23 empty] | 330 | [17 empty] | 42.1
348 | 91 | Li:2012 | 李国强. 西安市高校室内空气质量研究与健康风险评价[D]. 陕西师范大学, 2012 |  | Xi'an | 2011.12-2011.12 | laboratory（assumed） | Laboratory building | University | [18 empty] | 42.5 | [5 empty] | 40 | [12 empty] | 370 | [6 empty] | 20.83 | [5 empty] | 100 | [23 empty] | 320 | [17 empty] | 55.3
349 | 91 | Li:2012 | 李国强. 西安市高校室内空气质量研究与健康风险评价[D]. 陕西师范大学, 2012 |  | Xi'an | 2012.01-2012.01 | laboratory（assumed） | Laboratory building | University | [18 empty] | 53.33 | [5 empty] | 30 | [12 empty] | 390 | [6 empty] | 14.17 | [5 empty] | 110 | [23 empty] | 300 | [17 empty] | 56.5
350 | 91 | Li:2012 | 李国强. 西安市高校室内空气质量研究与健康风险评价[D]. 陕西师范大学, 2012 |  | Xi'an | 2012.02-2012.02 | laboratory（assumed） | Laboratory building | University | [18 empty] | 70.83 | [5 empty] | 40 | [12 empty] | 340 | [6 empty] | 20.83 | [5 empty] | 110 | [23 empty] | 340 | [17 empty] | 42.3
351 | 91 | Li:2012 | 李国强. 西安市高校室内空气质量研究与健康风险评价[D]. 陕西师范大学, 2012 |  | Xi'an | 2011.11-2011.11 | laboratory（assumed） | Laboratory building | University |  | 1 | [16 empty] | 33.33 | [5 empty] | 40 | [12 empty] | 390 | [6 empty] | 25.83 | [5 empty] | 130 | [23 empty] | 350 | [17 empty] | 34.6
352 | 91 | Li:2012 | 李国强. 西安市高校室内空气质量研究与健康风险评价[D]. 陕西师范大学, 2012 |  | Xi'an | 2011.12-2011.12 | laboratory（assumed） | Laboratory building | University | [18 empty] | 48.33 | [5 empty] | 40 | [12 empty] | 410 | [6 empty] | 19.17 | [5 empty] | 110 | [23 empty] | 310 | [17 empty] | 48.7
353 | 91 | Li:2012 | 李国强. 西安市高校室内空气质量研究与健康风险评价[D]. 陕西师范大学, 2012 |  | Xi'an | 2012.01-2012.01 | laboratory（assumed） | Laboratory building | University | [18 empty] | 31.67 | [5 empty] | 30 | [12 empty] | 440 | [6 empty] | 19.17 | [5 empty] | 100 | [23 empty] | 290 | [17 empty] | 53.8
354 | 91 | Li:2012 | 李国强. 西安市高校室内空气质量研究与健康风险评价[D]. 陕西师范大学, 2012 |  | Xi'an | 2012.02-2012.02 | laboratory（assumed） | Laboratory building | University | [18 empty] | 43.33 | [5 empty] | 30 | [12 empty] | 370 | [6 empty] | 22.5 | [5 empty] | 120 | [23 empty] | 330 | [17 empty] | 39.1
355 | 92 | Zhang:2007 | 张改景. 西安市既有图书馆建筑室内环境的调查与评价研究[D]. 西安建筑科技大学, 2007 |  | Xi'an | 2005.8-2005.9 | Laboratory | University |  |  | 7 | [90 empty] | 50.74 | 34.02 | 18.5 | 111
356 | 7 | Xia et al: 2016 | 夏秋良,张臣飞,尹乐斌,赵良忠. 大学校园不同场所室内微生物污染调查及分析[J]. 农产品加工,2016,(04):67-69 | 10.16693/j.cnki.1671-9646(X).2016.02.049 | Shaoyang | 2015-2015 (assumed) | Library | University |  |  | 1 | 5 |  | GB/T 18883-2002 | Normal | [74 empty] | 14752 | [5 empty] | 4699
357 | 39 | Wang et al: 2009 | 王跃,杨涛,任宴梅,周雁,李艳花,张秀梅,薛小莉. 成都市某高校室内空气细菌污染的监测与分析[J]. 成都医学院学报,2009,4(04):295-297 | 10.3969/j.issn.1674-2257.2009.04.020 | Chengdu | Not mentioned | Library | Electronic reading room |  |  |  | 2 | [77 empty] | 1218.8 | 278 | 1022.3 | 1415.4
358 | 46 | Jin: 2011 | 金建军. 高校图书馆室内空气质量现状分析及优化策略——以河南理工大学图书馆为例[J]. 大学图书馆学报,2011,29(04):45-50+85 |  | Jiaozuo | 2010.04-2010.04 | Library | University |  | 1 | 15 | [44 empty] | 0 | 40
359 | 49 | Liang et al: 2012 | 梁伯衡,梁会营,刘维斯,秦鹏哲,冯晶,利耀辉,蒋琴琴,陈思宇. 广州市工作和公共场所室内空气PM2.5浓度调查[J]. 热带医学杂志,2012,12(10):1252-1254+1267 |  | Guangzhou | Not mentioned | Library |  |  |  |  | 8 | [27 empty] | 44.8 | 19.3 | 10.2 | 72
360 | 58 | Kang and Lv: 2012 | 康琦,吕锐. 某大学校园室内空气细菌含量检测及空气质量评价[J]. 青岛大学医学院学报,2012,48(05):449-450 | 10.3969/j.issn.1672-4488.2012.05.028 | Qingdao | 2011.03-2011.03 | Library | University |  |  |  | 50 | [77 empty] | 180 | 190
361 | 61 | Gao et al: 2012 | 高衍新,隋少峰,孔凡玲,黄东海. 青岛市某学校室内空气质量卫生学评价[J]. 中国卫生工程学,2012,11(04):274-276+284 |  | Qingdao | Not mentioned | Library | Reading room |  |  | 1 |  |  |  |  | 170 | 70 |  |  |  |  | 0.06 | 0 |  |  | % | [20 empty] | 140 | 0 | [5 empty] | 160 | 20 | [34 empty] | 157 | 13
362 | 61 | Gao et al: 2012 | 高衍新,隋少峰,孔凡玲,黄东海. 青岛市某学校室内空气质量卫生学评价[J]. 中国卫生工程学,2012,11(04):274-276+284 |  | Qingdao | Not mentioned | Library | Reading room |  |  | 1 |  |  |  |  | 80 | 70 |  |  |  |  | 0.09 | 0 |  |  | % | [20 empty] | 100 | 10 | [5 empty] | 150 | 20 | [34 empty] | 314 | 416
363 | 71 | Zhou et al: 2011 | 周园,肖纯凌,王岚,刘新,苏航. 校园不同场所室内空气微生物分布的调查分析[J/]. 中国医科大学学报,2011,40(05):412+416 |  | Shenyang | 2009.Winter-2009.Winter | Library | University |  | 1 | [79 empty] | 4192
364 | 71 | Zhou et al: 2011 | 周园,肖纯凌,王岚,刘新,苏航. 校园不同场所室内空气微生物分布的调查分析[J/]. 中国医科大学学报,2011,40(05):412+416 |  | Shenyang | 2010.Summer-2010.Summer | Library | University |  | 0 | [79 empty] | 3469
365 | 76 | Li et al:2007 | 李慧, 邵龙义, 孙珍全,等. 公共场所室内可吸入颗粒物的污染特征[J]. 环境与可持续发展, 2007(2):53-55 | 10.3969/j.issn.1673-288X.2007.02.020 | Beijing | 2005.10.31-2005.11.10 | Reading Room | Library | University |  | 1 |  |  |  | Normal | [24 empty] | 126.5 |  | 16.7 | 403.5 | 102（outdoor） |  |  | 181.5 |  | 33.3 | 537 |  | 198.5（outdoor）
366 | 82 | Hu et al:2013 | 胡纯, 王丽玲, 龚文琪. 高校图书馆室内环境质量的调查与评价研究[J]. 安全与环境工程, 2013, 20(5):22-27 | 10.3969/j.issn.1671-1556.2013.05.006 | Wuhan | 2012（assumed） | Stacks | library | University | 1 | 1 |  |  |  | Normal | [38 empty] | 48 |  | 31 | 62 | [32 empty] | 7 |  | 4 | 11 | 个/皿 | [7 empty] | 114.7
367 | 82 | Hu et al:2013 | 胡纯, 王丽玲, 龚文琪. 高校图书馆室内环境质量的调查与评价研究[J]. 安全与环境工程, 2013, 20(5):22-27 | 10.3969/j.issn.1671-1556.2013.05.006 | Wuhan | 2012（assumed） | Reading room | library | University |  | 1 |  |  |  | Natural 、Air conditioning ventilation | [38 empty] | 21 |  | 15 | 35 | [32 empty] | 5.4 |  | 1 | 12 | 个/皿 | [7 empty] | 110.8
368 | 82 | Hu et al:2013 | 胡纯, 王丽玲, 龚文琪. 高校图书馆室内环境质量的调查与评价研究[J]. 安全与环境工程, 2013, 20(5):22-27 | 10.3969/j.issn.1671-1556.2013.05.006 | Wuhan | 2012（assumed） | Stacks | library | University |  | 1 |  |  |  | Exhaust fan、natural ventilation | [38 empty] | 50 |  | 34 | 65 | [32 empty] | 7 |  | 4 | 15 | 个/皿 | [7 empty] | 107.3
369 | 82 | Hu et al:2013 | 胡纯, 王丽玲, 龚文琪. 高校图书馆室内环境质量的调查与评价研究[J]. 安全与环境工程, 2013, 20(5):22-27 | 10.3969/j.issn.1671-1556.2013.05.006 | Wuhan | 2012（assumed） | Study Room | library | University |  | 1 |  |  |  | Normal | [38 empty] | 24 |  | 9 | 40 | [32 empty] | 7.2 |  | 3 | 13 | 个/皿 | [7 empty] | 88.8
370 | 82 | Hu et al:2013 | 胡纯, 王丽玲, 龚文琪. 高校图书馆室内环境质量的调查与评价研究[J]. 安全与环境工程, 2013, 20(5):22-27 | 10.3969/j.issn.1671-1556.2013.05.006 | Wuhan | 2012（assumed） | Journal Room | library | University |  | 1 |  |  |  | Natural 、Air conditioning ventilation | [38 empty] | 31 |  | 14 | 45 | [32 empty] | 6.1 |  | 2 | 11 | 个/皿 | [7 empty] | 74.2
371 | 82 | Hu et al:2013 | 胡纯, 王丽玲, 龚文琪. 高校图书馆室内环境质量的调查与评价研究[J]. 安全与环境工程, 2013, 20(5):22-27 | 10.3969/j.issn.1671-1556.2013.05.006 | Wuhan | 2012（assumed） | Stacks | library | University |  | 1 |  |  |  | Exhaust fan、natural ventilation | [38 empty] | 46 |  | 30 | 70 | [32 empty] | 6.9 |  | 3 | 15 | 个/皿 | [7 empty] | 72.7
372 | 82 | Hu et al:2013 | 胡纯, 王丽玲, 龚文琪. 高校图书馆室内环境质量的调查与评价研究[J]. 安全与环境工程, 2013, 20(5):22-27 | 10.3969/j.issn.1671-1556.2013.05.006 | Wuhan | 2012（assumed） | Stacks | library | University |  | 1 |  |  |  | Exhaust fan、natural ventilation | [38 empty] | 55 |  | 28 | 86 | [32 empty] | 10.5 |  | 4 | 22 | 个/皿 | [7 empty] | 65.6
373 | 84 | Zhu et al:2009 | 朱晓冬, 沈隽, 刘玉,等. 哈尔滨某高校室内空气挥发性有机物污染状况[J]. 环境与健康杂志, 2009, 26(4):362-362 |  | Harbin | 2008.3 | Library | University | [6 empty] | Closed | [68 empty] | 300
374 | 84 | Zhu et al:2009 | 朱晓冬, 沈隽, 刘玉,等. 哈尔滨某高校室内空气挥发性有机物污染状况[J]. 环境与健康杂志, 2009, 26(4):362-362 |  | Harbin | 2008.3 | Library | University | [6 empty] | Closed | [68 empty] | 280
375 | 84 | Zhu et al:2009 | 朱晓冬, 沈隽, 刘玉,等. 哈尔滨某高校室内空气挥发性有机物污染状况[J]. 环境与健康杂志, 2009, 26(4):362-362 |  | Harbin | 2008.3 | Library | University | [6 empty] | Closed | [68 empty] | 280
376 | 84 | Zhu et al:2009 | 朱晓冬, 沈隽, 刘玉,等. 哈尔滨某高校室内空气挥发性有机物污染状况[J]. 环境与健康杂志, 2009, 26(4):362-362 |  | Harbin | 2008.3.10 | Library | University | [75 empty] | 290
377 | 84 | Zhu et al:2009 | 朱晓冬, 沈隽, 刘玉,等. 哈尔滨某高校室内空气挥发性有机物污染状况[J]. 环境与健康杂志, 2009, 26(4):362-362 |  | Harbin | 2008.3.25 | Library | University | [75 empty] | 270
378 | 84 | Zhu et al:2009 | 朱晓冬, 沈隽, 刘玉,等. 哈尔滨某高校室内空气挥发性有机物污染状况[J]. 环境与健康杂志, 2009, 26(4):362-362 |  | Harbin | 2008.4.10 | Library | University | [75 empty] | 320
379 | 84 | Zhu et al:2009 | 朱晓冬, 沈隽, 刘玉,等. 哈尔滨某高校室内空气挥发性有机物污染状况[J]. 环境与健康杂志, 2009, 26(4):362-362 |  | Harbin | 2008.4.25 | Library | University | [75 empty] | 280
380 | 84 | Zhu et al:2009 | 朱晓冬, 沈隽, 刘玉,等. 哈尔滨某高校室内空气挥发性有机物污染状况[J]. 环境与健康杂志, 2009, 26(4):362-362 |  | Harbin | 2008.5.10 | Library | University | [75 empty] | 300
381 | 84 | Zhu et al:2009 | 朱晓冬, 沈隽, 刘玉,等. 哈尔滨某高校室内空气挥发性有机物污染状况[J]. 环境与健康杂志, 2009, 26(4):362-362 |  | Harbin | 2008.5.25 | Library | University | [75 empty] | 290
382 | 90 | Ye et al:2008 | 叶晓江, 刘燕妮, 陈焕新,等. 武汉某大学校园环境调查与评价[J]. 建筑热能通风空调, 2008, 27(3):74-77 | 10.3969/j.issn.1003-0344.2008.03.021 | Wuhan | 2007-2007（assumed） | Library | University |  | 1 | 1 |  |  |  |  | 4200 | 800 | 2800 | 5400 |  |  | 0.048 | 0.019 | 0.038 | 0.083 | % | [20 empty] | 109 | 39 | 58 | 157
383 | 92 | Zhang:2007 | 张改景. 西安市既有图书馆建筑室内环境的调查与评价研究[D]. 西安建筑科技大学, 2007 |  | Xi'an | 2005.10-2005.12 | Library | University |  | 1 | 1 |  | Years of use:4y, heating is opened |  | Closed | [31 empty] | 313 | [6 empty] | 10 | [29 empty] | 178 |  |  |  | ppb
384 | 92 | Zhang:2007 | 张改景. 西安市既有图书馆建筑室内环境的调查与评价研究[D]. 西安建筑科技大学, 2007 |  | Xi'an | 2005.10-2005.12 | Library | University |  |  | 1 | [35 empty] | 214 | [6 empty] | 10 | [29 empty] | 139 |  |  |  | ppb
385 | 92 | Zhang:2007 | 张改景. 西安市既有图书馆建筑室内环境的调查与评价研究[D]. 西安建筑科技大学, 2007 |  | Xi'an | 2005.10-2005.12 | Library | University |  |  | 1 | [35 empty] | 216 | [6 empty] | 20 | [29 empty] | 219 |  |  |  | ppb
386 | 92 | Zhang:2007 | 张改景. 西安市既有图书馆建筑室内环境的调查与评价研究[D]. 西安建筑科技大学, 2007 |  | Xi'an | 2005.10-2005.12 | Library | University |  |  | 1 | [35 empty] | 157 | [6 empty] | 10 | [29 empty] | 105 |  |  |  | ppb
387 | 92 | Zhang:2007 | 张改景. 西安市既有图书馆建筑室内环境的调查与评价研究[D]. 西安建筑科技大学, 2007 |  | Xi'an | 2005.10-2005.12 | Library | University |  | 1 | 1 |  | Years of use:20y, heating is opened |  | Closed | [31 empty] | 133 | [6 empty] | 10 | [29 empty] | 23 |  |  |  | ppb
388 | 92 | Zhang:2007 | 张改景. 西安市既有图书馆建筑室内环境的调查与评价研究[D]. 西安建筑科技大学, 2007 |  | Xi'an | 2005.10-2005.12 | Library | University |  |  | 1 | [35 empty] | 193 | [6 empty] | 10 | [29 empty] | 81 |  |  |  | ppb
389 | 92 | Zhang:2007 | 张改景. 西安市既有图书馆建筑室内环境的调查与评价研究[D]. 西安建筑科技大学, 2007 |  | Xi'an | 2005.10-2005.12 | Library | University |  |  | 1 | [35 empty] | 169 | [6 empty] | 10 | [29 empty] | 49 |  |  |  | ppb
390 | 92 | Zhang:2007 | 张改景. 西安市既有图书馆建筑室内环境的调查与评价研究[D]. 西安建筑科技大学, 2007 |  | Xi'an | 2005.10-2005.12 | Library | University |  |  | 1 | [35 empty] | 115 | [6 empty] | 10 | [29 empty] | 30 |  |  |  | ppb
391 | 92 | Zhang:2007 | 张改景. 西安市既有图书馆建筑室内环境的调查与评价研究[D]. 西安建筑科技大学, 2007 |  | Xi'an | 2005.10-2005.12 | Library | University |  | 1 | 1 |  | Years of use:15y, heating is opened |  | Closed | [31 empty] | 112 | [36 empty] | 90 |  |  |  | ppb
392 | 92 | Zhang:2007 | 张改景. 西安市既有图书馆建筑室内环境的调查与评价研究[D]. 西安建筑科技大学, 2007 |  | Xi'an | 2005.10-2005.12 | Library | University |  |  | 1 | [35 empty] | 142 | [36 empty] | 141 |  |  |  | ppb
393 | 92 | Zhang:2007 | 张改景. 西安市既有图书馆建筑室内环境的调查与评价研究[D]. 西安建筑科技大学, 2007 |  | Xi'an | 2005.10-2005.12 | Library | University |  |  | 1 | [35 empty] | 50 | [36 empty] | 34 |  |  |  | ppb
394 | 92 | Zhang:2007 | 张改景. 西安市既有图书馆建筑室内环境的调查与评价研究[D]. 西安建筑科技大学, 2007 |  | Xi'an | 2005.10-2005.12 | Library | University |  |  | 1 | [35 empty] | 66 | [36 empty] | 65 |  |  |  | ppb
395 | 92 | Zhang:2007 | 张改景. 西安市既有图书馆建筑室内环境的调查与评价研究[D]. 西安建筑科技大学, 2007 |  | Xi'an | 2005.10-2005.12 | Library | University |  | 1 | 1 |  | Years of use:6m |  | Closed | [31 empty] | 126 | [6 empty] | 10 | [29 empty] | 61 |  |  |  | ppb
396 | 92 | Zhang:2007 | 张改景. 西安市既有图书馆建筑室内环境的调查与评价研究[D]. 西安建筑科技大学, 2007 |  | Xi'an | 2005.10-2005.12 | Library | University |  |  | 1 | [35 empty] | 126 | [6 empty] | 10 | [29 empty] | 77 |  |  |  | ppb
397 | 92 | Zhang:2007 | 张改景. 西安市既有图书馆建筑室内环境的调查与评价研究[D]. 西安建筑科技大学, 2007 |  | Xi'an | 2005.10-2005.12 | Library | University |  | 1 | 1 |  | Years of use:1m |  | Closed | [31 empty] | 327 | [6 empty] | 10 | [29 empty] | 371 |  |  |  | ppb
398 | 92 | Zhang:2007 | 张改景. 西安市既有图书馆建筑室内环境的调查与评价研究[D]. 西安建筑科技大学, 2007 |  | Xi'an | 2005.10-2005.12 | Library | University |  |  | 1 | [35 empty] | 294 | [6 empty] | 10 | [29 empty] | 285 |  |  |  | ppb
399 | 92 | Zhang:2007 | 张改景. 西安市既有图书馆建筑室内环境的调查与评价研究[D]. 西安建筑科技大学, 2007 |  | Xi'an | 2005.10-2005.12 | Library | University |  |  | 1 | [35 empty] | 214 | [6 empty] | 10 | [29 empty] | 218 |  |  |  | ppb
400 | 92 | Zhang:2007 | 张改景. 西安市既有图书馆建筑室内环境的调查与评价研究[D]. 西安建筑科技大学, 2007 |  | Xi'an | 2005.10-2005.12 | Library | University |  |  | 1 | [35 empty] | 228 | [6 empty] | 10 | [29 empty] | 1068 |  |  |  | ppb
401 | 92 | Zhang:2007 | 张改景. 西安市既有图书馆建筑室内环境的调查与评价研究[D]. 西安建筑科技大学, 2007 |  | Xi'an | 2005.10-2005.12 | Library | University |  | 1 | 1 |  | Years of use:9m, heating is opened |  | Closed | [31 empty] | 234 | [6 empty] | 20 | [29 empty] | 73 |  |  |  | ppb
402 | 92 | Zhang:2007 | 张改景. 西安市既有图书馆建筑室内环境的调查与评价研究[D]. 西安建筑科技大学, 2007 |  | Xi'an | 2005.10-2005.12 | Library | University |  |  | 1 | [35 empty] | 206 | [6 empty] | 10 | [29 empty] | 54 |  |  |  | ppb
403 | 92 | Zhang:2007 | 张改景. 西安市既有图书馆建筑室内环境的调查与评价研究[D]. 西安建筑科技大学, 2007 |  | Xi'an | 2005.10-2005.12 | Library | University |  |  | 1 | [35 empty] | 134 | [6 empty] | 10 | [29 empty] | 32 |  |  |  | ppb
404 | 92 | Zhang:2007 | 张改景. 西安市既有图书馆建筑室内环境的调查与评价研究[D]. 西安建筑科技大学, 2007 |  | Xi'an | 2005.10-2005.12 | Library | University |  |  | 1 | [35 empty] | 108 | [6 empty] | 10 | [29 empty] | 68 |  |  |  | ppb
405 | 92 | Zhang:2007 | 张改景. 西安市既有图书馆建筑室内环境的调查与评价研究[D]. 西安建筑科技大学, 2007 |  | Xi'an | 2005.10-2005.12 | Library | University |  | 1 | 1 |  | Years of use:1y, heating is opened |  | Closed | [31 empty] | 480 | [6 empty] | 10 | [29 empty] | 199 |  |  |  | ppb
406 | 92 | Zhang:2007 | 张改景. 西安市既有图书馆建筑室内环境的调查与评价研究[D]. 西安建筑科技大学, 2007 |  | Xi'an | 2005.10-2005.12 | Library | University |  |  | 1 | [35 empty] | 793 | [6 empty] | 10 | [29 empty] | 169 |  |  |  | ppb
407 | 92 | Zhang:2007 | 张改景. 西安市既有图书馆建筑室内环境的调查与评价研究[D]. 西安建筑科技大学, 2007 |  | Xi'an | 2005.10-2005.12 | Library | University |  |  | 1 | [35 empty] | 669 | [6 empty] | 10 | [29 empty] | 164 |  |  |  | ppb
408 | 92 | Zhang:2007 | 张改景. 西安市既有图书馆建筑室内环境的调查与评价研究[D]. 西安建筑科技大学, 2007 |  | Xi'an | 2005.10-2005.12 | Library | University |  |  | 1 | [35 empty] | 618 | [6 empty] | 10 | [29 empty] | 137 |  |  |  | ppb
409 | 7 | Xia et al: 2016 | 夏秋良,张臣飞,尹乐斌,赵良忠. 大学校园不同场所室内微生物污染调查及分析[J]. 农产品加工,2016,(04):67-69 | 10.16693/j.cnki.1671-9646(X).2016.02.049 | Shaoyang | 2015-2015 (assumed) | Office | University |  | 1 | 1 | 5 |  | GB/T 18883-2002 | Normal | [74 empty] | 9078 | [5 empty] | 684
410 | 45 | Kong and Zhang: 2010 | 孔祥华,张海东. 高校室内空气中甲醛污染状况检测分析[J]. 科技信息,2010,(27):459+479 | 10.3969/j.issn.1001-9960.2010.27.356 | Baoji | Not mentioned | Office |  |  | 1 | 1 |  |  |  | Normal | [38 empty] | 5.2
411 | 45 | Kong and Zhang: 2010 | 孔祥华,张海东. 高校室内空气中甲醛污染状况检测分析[J]. 科技信息,2010,(27):459+479 | 10.3969/j.issn.1001-9960.2010.27.356 | Baoji | Not mentioned | Office |  |  | 0 | 0 |  |  |  | Closed | [38 empty] | 139
412 | 80 | Sun et al:2006 | 孙胜龙, 董艳, 孙婷婷,等. 东北地区室内有机挥发性污染物(VOCS)污染调查与研究[J]. 东北师大学报(自然科学), 2009, 41(1):117-122 |  | Changchun | 2006.11-2006.12 | Office | University |  | 1 | 1 |  |  |  | Closed for 10-12 h | [44 empty] | 0.045 |  |  |  | ppm |  | 0.159 |  |  |  | ppm |  | 0.065 |  |  |  | ppm |  | 0.108 |  |  |  | ppm
413 | 80 | Sun et al:2006 | 孙胜龙, 董艳, 孙婷婷,等. 东北地区室内有机挥发性污染物(VOCS)污染调查与研究[J]. 东北师大学报(自然科学), 2009, 41(1):117-122 |  | Changchun | 2007.3-2007.3 | Office | University | [6 empty] | Closed for 10-12 h | [44 empty] | 0.045 |  |  |  | ppm |  | 0.106 |  |  |  | ppm |  | 0.13 |  |  |  | ppm |  | 0.054 |  |  |  | ppm
414 | 80 | Sun et al:2006 | 孙胜龙, 董艳, 孙婷婷,等. 东北地区室内有机挥发性污染物(VOCS)污染调查与研究[J]. 东北师大学报(自然科学), 2009, 41(1):117-122 |  | Changchun | 2006.11-2006.12 | Office | University |  |  | 1 |  |  |  | Closed for 10-12 h | [44 empty] | 0.045 |  |  |  | ppm |  | 0.106 |  |  |  | ppm |  | 0.065 |  |  |  | ppm |  | 0.054 |  |  |  | ppm
415 | 80 | Sun et al:2006 | 孙胜龙, 董艳, 孙婷婷,等. 东北地区室内有机挥发性污染物(VOCS)污染调查与研究[J]. 东北师大学报(自然科学), 2009, 41(1):117-122 |  | Changchun | 2007.3-2007.3 | Office | University | [6 empty] | Closed for 10-12 h | [44 empty] | 0.045 |  |  |  | ppm |  | 0.053 |  |  |  | ppm |  | 0.195 |  |  |  | ppm |  | 0.054 |  |  |  | ppm
416 | 80 | Sun et al:2006 | 孙胜龙, 董艳, 孙婷婷,等. 东北地区室内有机挥发性污染物(VOCS)污染调查与研究[J]. 东北师大学报(自然科学), 2009, 41(1):117-122 |  | Changchun | 2006.11-2006.12 | Office | University |  |  | 1 |  |  |  | Closed for 10-12 h | [44 empty] | 0.045 |  |  |  | ppm |  | 0.053 |  |  |  | ppm |  | 0.26 |  |  |  | ppm |  | 0.108 |  |  |  | ppm
417 | 80 | Sun et al:2006 | 孙胜龙, 董艳, 孙婷婷,等. 东北地区室内有机挥发性污染物(VOCS)污染调查与研究[J]. 东北师大学报(自然科学), 2009, 41(1):117-122 |  | Changchun | 2007.3-2007.3 | Office | University | [6 empty] | Closed for 10-12 h | [44 empty] | 0.045 |  |  |  | ppm |  | 0.053 |  |  |  | ppm |  | 0.195 |  |  |  | ppm |  | 0.108 |  |  |  | ppm
418 | 80 | Sun et al:2006 | 孙胜龙, 董艳, 孙婷婷,等. 东北地区室内有机挥发性污染物(VOCS)污染调查与研究[J]. 东北师大学报(自然科学), 2009, 41(1):117-122 |  | Changchun | 2006.11-2006.12 | Office | University |  |  | 1 |  |  |  | Closed for 10-12 h | [44 empty] | 0.045 |  |  |  | ppm |  | 0.053 |  |  |  | ppm |  | 0.195 |  |  |  | ppm |  | 0.216 |  |  |  | ppm
419 | 80 | Sun et al:2006 | 孙胜龙, 董艳, 孙婷婷,等. 东北地区室内有机挥发性污染物(VOCS)污染调查与研究[J]. 东北师大学报(自然科学), 2009, 41(1):117-122 |  | Changchun | 2007.3-2007.3 | Office | University | [6 empty] | Closed for 10-12 h | [44 empty] | 0.045 |  |  |  | ppm |  | 0.053 |  |  |  | ppm |  | 0.26 |  |  |  | ppm |  | 0.108 |  |  |  | ppm
420 | 80 | Sun et al:2006 | 孙胜龙, 董艳, 孙婷婷,等. 东北地区室内有机挥发性污染物(VOCS)污染调查与研究[J]. 东北师大学报(自然科学), 2009, 41(1):117-122 |  | Changchun | 2006.11-2006.12 | Office | University |  |  | 1 |  |  |  | Closed for 10-12 h | [44 empty] | 0.225 |  |  |  | ppm |  | 0.106 |  |  |  | ppm |  | 0.195 |  |  |  | ppm |  | 0.216 |  |  |  | ppm
421 | 80 | Sun et al:2006 | 孙胜龙, 董艳, 孙婷婷,等. 东北地区室内有机挥发性污染物(VOCS)污染调查与研究[J]. 东北师大学报(自然科学), 2009, 41(1):117-122 |  | Changchun | 2007.3-2007.3 | Office | University | [6 empty] | Closed for 10-12 h | [44 empty] | 0.135 |  |  |  | ppm | [5 empty] | ppm |  | 0.13 |  |  |  | ppm |  | 0.054 |  |  |  | ppm
422 | 80 | Sun et al:2006 | 孙胜龙, 董艳, 孙婷婷,等. 东北地区室内有机挥发性污染物(VOCS)污染调查与研究[J]. 东北师大学报(自然科学), 2009, 41(1):117-122 |  | Changchun | 2006.11-2006.12 | Office | University |  |  | 1 |  |  |  | Closed for 10-12 h | [44 empty] | 0.225 |  |  |  | ppm |  | 0.159 |  |  |  | ppm |  | 0.195 |  |  |  | ppm |  | 0.27 |  |  |  | ppm
423 | 80 | Sun et al:2006 | 孙胜龙, 董艳, 孙婷婷,等. 东北地区室内有机挥发性污染物(VOCS)污染调查与研究[J]. 东北师大学报(自然科学), 2009, 41(1):117-122 |  | Changchun | 2007.3-2007.3 | Office | University | [6 empty] | Closed for 10-12 h | [44 empty] | 0.08 |  |  |  | ppm |  | 0.106 |  |  |  | ppm |  | 0.13 |  |  |  | ppm |  | 0.108 |  |  |  | ppm
424 | 80 | Sun et al:2006 | 孙胜龙, 董艳, 孙婷婷,等. 东北地区室内有机挥发性污染物(VOCS)污染调查与研究[J]. 东北师大学报(自然科学), 2009, 41(1):117-122 |  | Changchun | 2006.11-2006.12 | Office | University |  |  | 1 |  |  |  | Closed for 10-12 h | [44 empty] | 0.045 |  |  |  | ppm |  | 0.106 |  |  |  | ppm |  | 0.065 |  |  |  | ppm |  | 0.154 |  |  |  | ppm
425 | 80 | Sun et al:2006 | 孙胜龙, 董艳, 孙婷婷,等. 东北地区室内有机挥发性污染物(VOCS)污染调查与研究[J]. 东北师大学报(自然科学), 2009, 41(1):117-122 |  | Changchun | 2007.3-2007.3 | Office | University | [6 empty] | Closed for 10-12 h | [44 empty] | 0.045 |  |  |  | ppm |  | 0.053 |  |  |  | ppm |  | 0.045 |  |  |  | ppm |  | 0.054 |  |  |  | ppm
426 | 80 | Sun et al:2006 | 孙胜龙, 董艳, 孙婷婷,等. 东北地区室内有机挥发性污染物(VOCS)污染调查与研究[J]. 东北师大学报(自然科学), 2009, 41(1):117-122 |  | Changchun | 2006.11-2006.12 | Office | University |  |  | 1 |  |  |  | Closed for 10-12 h | [44 empty] | 0.09 |  |  |  | ppm |  | 0.053 |  |  |  | ppm |  | 0.065 |  |  |  | ppm |  | 0.162 |  |  |  | ppm
427 | 80 | Sun et al:2006 | 孙胜龙, 董艳, 孙婷婷,等. 东北地区室内有机挥发性污染物(VOCS)污染调查与研究[J]. 东北师大学报(自然科学), 2009, 41(1):117-122 |  | Changchun | 2007.3-2007.3 | Office | University | [6 empty] | Closed for 10-12 h | [44 empty] | 0.045 |  |  |  | ppm |  | 0.053 |  |  |  | ppm |  | 0.045 |  |  |  | ppm |  | 0.054 |  |  |  | ppm
428 | 80 | Sun et al:2006 | 孙胜龙, 董艳, 孙婷婷,等. 东北地区室内有机挥发性污染物(VOCS)污染调查与研究[J]. 东北师大学报(自然科学), 2009, 41(1):117-122 |  | Changchun | 2006.11-2006.12 | Office | University |  |  | 1 |  |  |  | Closed for 10-12 h | [44 empty] | 0.045 |  |  |  | ppm |  | 0.053 |  |  |  | ppm |  | 0.13 |  |  |  | ppm |  | 0.108 |  |  |  | ppm
429 | 80 | Sun et al:2006 | 孙胜龙, 董艳, 孙婷婷,等. 东北地区室内有机挥发性污染物(VOCS)污染调查与研究[J]. 东北师大学报(自然科学), 2009, 41(1):117-122 |  | Changchun | 2007.3-2007.3 | Office | University | [6 empty] | Closed for 10-12 h | [44 empty] | 0.045 |  |  |  | ppm |  | 0.053 |  |  |  | ppm |  | 0.045 |  |  |  | ppm |  | 0.108 |  |  |  | ppm
430 | 84 | Zhu et al:2009 | 朱晓冬, 沈隽, 刘玉,等. 哈尔滨某高校室内空气挥发性有机物污染状况[J]. 环境与健康杂志, 2009, 26(4):362-362 |  | Harbin | 2008.3 | Office | University |  | 1 | 18 |  |  |  | Closed | [68 empty] | 340
431 | 84 | Zhu et al:2009 | 朱晓冬, 沈隽, 刘玉,等. 哈尔滨某高校室内空气挥发性有机物污染状况[J]. 环境与健康杂志, 2009, 26(4):362-362 |  | Harbin | 2008.3 | Office | University | [6 empty] | Closed | [68 empty] | 230
432 | 84 | Zhu et al:2009 | 朱晓冬, 沈隽, 刘玉,等. 哈尔滨某高校室内空气挥发性有机物污染状况[J]. 环境与健康杂志, 2009, 26(4):362-362 |  | Harbin | 2008.3 | Office | University | [6 empty] | Closed | [68 empty] | 200
433 | 84 | Zhu et al:2009 | 朱晓冬, 沈隽, 刘玉,等. 哈尔滨某高校室内空气挥发性有机物污染状况[J]. 环境与健康杂志, 2009, 26(4):362-362 |  | Harbin | 2008.3.10 | Office | University | [75 empty] | 260
434 | 84 | Zhu et al:2009 | 朱晓冬, 沈隽, 刘玉,等. 哈尔滨某高校室内空气挥发性有机物污染状况[J]. 环境与健康杂志, 2009, 26(4):362-362 |  | Harbin | 2008.3.25 | Office | University | [75 empty] | 220
435 | 84 | Zhu et al:2009 | 朱晓冬, 沈隽, 刘玉,等. 哈尔滨某高校室内空气挥发性有机物污染状况[J]. 环境与健康杂志, 2009, 26(4):362-362 |  | Harbin | 2008.4.10 | Office | University | [75 empty] | 140
436 | 84 | Zhu et al:2009 | 朱晓冬, 沈隽, 刘玉,等. 哈尔滨某高校室内空气挥发性有机物污染状况[J]. 环境与健康杂志, 2009, 26(4):362-362 |  | Harbin | 2008.4.25 | Office | University | [75 empty] | 190
437 | 84 | Zhu et al:2009 | 朱晓冬, 沈隽, 刘玉,等. 哈尔滨某高校室内空气挥发性有机物污染状况[J]. 环境与健康杂志, 2009, 26(4):362-362 |  | Harbin | 2008.5.10 | Office | University | [75 empty] | 220
438 | 84 | Zhu et al:2009 | 朱晓冬, 沈隽, 刘玉,等. 哈尔滨某高校室内空气挥发性有机物污染状况[J]. 环境与健康杂志, 2009, 26(4):362-362 |  | Harbin | 2008.5.25 | Office | University | [75 empty] | 220
439 | 85 | Huang et al:2014 | 黄书君, 李坤权, 朱光怡. 基于模糊层次分析模型的高校室内空气质量评价与分析[J]. 环境工程, 2014, 32(5):90-94 | 10.13205/j.hjgc.201405022 | Nanjing | 2013（assumed） | Office | University |  | 1 | 1 | [16 empty] | 0 | [25 empty] | 90 | [5 empty] | 100 | [5 empty] | 150 | [11 empty] | 100 | [5 empty] | 400
440 | 92 | Zhang:2007 | 张改景. 西安市既有图书馆建筑室内环境的调查与评价研究[D]. 西安建筑科技大学, 2007 |  | Xi'an | 2005.8-2005.9 | Office | University |  |  | 8 | [90 empty] | 93.89 | 65.4 | 18.5 | 218.3
441 | 93 | Shen:2013 | 申晓宇. 学校教室空气污染物的扩散传播特性研究[D]. 南京师范大学, 2013 |  | Nanjing | Not mentioned | Office | Kindergarden |  | 1 |  |  | 1-2 month after decoration | [40 empty] | 120 | [5 empty] | 20 | [23 empty] | 400
442 | 95 | Huang:2016 | 黄诗卉. 自然通风的学校建筑室内外颗粒物浓度及其相关性研究[D]. 西安建筑科技大学, 2016 |  | Xi'an | 2015.11.10-11.11 | Office | University |  | 1 |  | 33 | Non-heating season |  |  | 0.53 | 0.16 | 0.25 | 0.8 | ppm |  | 1579 | 637 | 738 | 2793 | [14 empty] | 34.26 | 14.14 | 16.18 | 70.63 |  |  |  | 78.8 | 32.45 | 22.82 | 156.07
443 | 95 | Huang:2016 | 黄诗卉. 自然通风的学校建筑室内外颗粒物浓度及其相关性研究[D]. 西安建筑科技大学, 2016 |  | Xi'an | 2015.11.18-11.20 | Office | University |  |  |  | 44 | Heating season |  |  | 0.78 | 0.16 | 0.55 | 1.17 | ppm |  | 1299 | 454 | 710 | 2391
444 | 79 | Duan:2006 | 段浩波. 东北师大校园室内空气中甲醛污染与控制方法研究[D]. 东北师范大学, 2006 |  | Changchun | 2005.8-2006.3 | Family Dormitory Building | University |  |  | 1 |  | Newly Decorated，Smoking seriously |  | Closed | [38 empty] | 540
445 | 79 | Duan:2006 | 段浩波. 东北师大校园室内空气中甲醛污染与控制方法研究[D]. 东北师范大学, 2006 |  | Changchun | 2005.8-2006.3 | Family Dormitory Building | University |  |  |  |  | Newly Decorated |  | Closed | [38 empty] | 540
446 | 79 | Duan:2006 | 段浩波. 东北师大校园室内空气中甲醛污染与控制方法研究[D]. 东北师范大学, 2006 |  | Changchun | 2005.8-2006.3 | Family Dormitory Building | University |  |  |  |  | Newly Decorated |  | Opened for 6 h | [38 empty] | 230
447 | 79 | Duan:2006 | 段浩波. 东北师大校园室内空气中甲醛污染与控制方法研究[D]. 东北师范大学, 2006 |  | Changchun | 2005.8-2006.3 | Family Dormitory Building | University |  |  |  |  | Newly Decorated |  | Closed for 12 h | [38 empty] | 510
448 | 79 | Duan:2006 | 段浩波. 东北师大校园室内空气中甲醛污染与控制方法研究[D]. 东北师范大学, 2006 |  | Changchun | 2005.8-2006.3 | Family Dormitory Building | University |  |  |  |  | Newly Decorated |  | Opened for 6 h | [38 empty] | 210
449 | 79 | Duan:2006 | 段浩波. 东北师大校园室内空气中甲醛污染与控制方法研究[D]. 东北师范大学, 2006 |  | Changchun | 2005.8-2006.3 | Family Dormitory Building | University |  |  |  |  | Newly Decorated |  | Closed for 12 h | [38 empty] | 500
450 | 79 | Duan:2006 | 段浩波. 东北师大校园室内空气中甲醛污染与控制方法研究[D]. 东北师范大学, 2006 |  | Changchun | 2005.10.8-2005.10.8 | Family Dormitory Building | University |  |  |  |  | Newly Decorated |  | Opened for 6-8 h | [38 empty] | 540
451 | 79 | Duan:2006 | 段浩波. 东北师大校园室内空气中甲醛污染与控制方法研究[D]. 东北师范大学, 2006 |  | Changchun | 2005.11.9-2005.11.9 | Family Dormitory Building | University |  |  |  |  | Newly Decorated |  | Opened for 6-8 h | [38 empty] | 370
452 | 79 | Duan:2006 | 段浩波. 东北师大校园室内空气中甲醛污染与控制方法研究[D]. 东北师范大学, 2006 |  | Changchun | 2005.12.9-2005.12.9 | Family Dormitory Building | University |  |  |  |  | Newly Decorated |  | Opened for 6-8 h | [38 empty] | 200
453 | 79 | Duan:2006 | 段浩波. 东北师大校园室内空气中甲醛污染与控制方法研究[D]. 东北师范大学, 2006 |  | Changchun | 2006.1.9-2006.1.9 | Family Dormitory Building | University |  |  |  |  | Newly Decorated |  | Opened for 6-8 h | [38 empty] | 130
454 | 79 | Duan:2006 | 段浩波. 东北师大校园室内空气中甲醛污染与控制方法研究[D]. 东北师范大学, 2006 |  | Changchun | 2006.2.9-2006.2.9 | Family Dormitory Building | University |  |  |  |  | Newly Decorated |  | Opened for 6-8 h | [38 empty] | 100
455 | 79 | Duan:2006 | 段浩波. 东北师大校园室内空气中甲醛污染与控制方法研究[D]. 东北师范大学, 2006 |  | Changchun | 2005.8-2006.3 | Family Dormitory Building | University |  |  | 1 |  | Newly Decorated |  | Closed | [38 empty] | 390
456 | 79 | Duan:2006 | 段浩波. 东北师大校园室内空气中甲醛污染与控制方法研究[D]. 东北师范大学, 2006 |  | Changchun | 2005.8-2006.3 | Family Dormitory Building | University |  |  |  |  | Newly Decorated |  | Closed | [38 empty] | 390
457 | 79 | Duan:2006 | 段浩波. 东北师大校园室内空气中甲醛污染与控制方法研究[D]. 东北师范大学, 2006 |  | Changchun | 2005.8-2006.3 | Family Dormitory Building | University |  |  |  |  | Newly Decorated |  | Opened for 6 h | [38 empty] | 140
458 | 79 | Duan:2006 | 段浩波. 东北师大校园室内空气中甲醛污染与控制方法研究[D]. 东北师范大学, 2006 |  | Changchun | 2005.8-2006.3 | Family Dormitory Building | University |  |  |  |  | Newly Decorated |  | Closed for 12 h | [38 empty] | 360
459 | 79 | Duan:2006 | 段浩波. 东北师大校园室内空气中甲醛污染与控制方法研究[D]. 东北师范大学, 2006 |  | Changchun | 2005.8-2006.3 | Family Dormitory Building | University |  |  |  |  | Newly Decorated |  | Opened for 6 h | [38 empty] | 170
460 | 79 | Duan:2006 | 段浩波. 东北师大校园室内空气中甲醛污染与控制方法研究[D]. 东北师范大学, 2006 |  | Changchun | 2005.8-2006.3 | Family Dormitory Building | University |  |  |  |  | Newly Decorated |  | Closed for 12 h | [38 empty] | 330
461 | 79 | Duan:2006 | 段浩波. 东北师大校园室内空气中甲醛污染与控制方法研究[D]. 东北师范大学, 2006 |  | Changchun | 2005.10.8-2005.10.8 | Family Dormitory Building | University |  |  |  |  | Newly Decorated |  | Opened for 6-8 h | [38 empty] | 290
462 | 79 | Duan:2006 | 段浩波. 东北师大校园室内空气中甲醛污染与控制方法研究[D]. 东北师范大学, 2006 |  | Changchun | 2005.11.9-2005.11.9 | Family Dormitory Building | University |  |  |  |  | Newly Decorated |  | Opened for 6-8 h | [38 empty] | 280
463 | 79 | Duan:2006 | 段浩波. 东北师大校园室内空气中甲醛污染与控制方法研究[D]. 东北师范大学, 2006 |  | Changchun | 2005.12.9-2005.12.9 | Family Dormitory Building | University |  |  |  |  | Newly Decorated |  | Opened for 6-8 h | [38 empty] | 140
464 | 79 | Duan:2006 | 段浩波. 东北师大校园室内空气中甲醛污染与控制方法研究[D]. 东北师范大学, 2006 |  | Changchun | 2006.1.9-2006.1.9 | Family Dormitory Building | University |  |  |  |  | Newly Decorated |  | Opened for 6-8 h | [38 empty] | 90
465 | 79 | Duan:2006 | 段浩波. 东北师大校园室内空气中甲醛污染与控制方法研究[D]. 东北师范大学, 2006 |  | Changchun | 2006.2.9-2006.2.9 | Family Dormitory Building | University |  |  |  |  | Newly Decorated |  | Opened for 6-8 h | [38 empty] | 80
466 | 80 | Sun et al:2006 | 孙胜龙, 董艳, 孙婷婷,等. 东北地区室内有机挥发性污染物(VOCS)污染调查与研究[J]. 东北师大学报(自然科学), 2009, 41(1):117-122 |  | Changchun | 2006.11-2006.12 | Copy Room | University |  |  | 1 |  |  |  | Closed for 10-12 h | [44 empty] | 0.18 |  |  |  | ppm |  | 0.265 |  |  |  | ppm |  | 0.26 |  |  |  | ppm |  | 0.432 |  |  |  | ppm
467 | 80 | Sun et al:2006 | 孙胜龙, 董艳, 孙婷婷,等. 东北地区室内有机挥发性污染物(VOCS)污染调查与研究[J]. 东北师大学报(自然科学), 2009, 41(1):117-122 |  | Changchun | 2007.3-2007.3 | Copy Room | University | [6 empty] | Closed for 10-12 h | [44 empty] | 0.135 |  |  |  | ppm |  | 0.106 |  |  |  | ppm |  | 0.26 |  |  |  | ppm |  | 0.216 |  |  |  | ppm
468 | 80 | Sun et al:2006 | 孙胜龙, 董艳, 孙婷婷,等. 东北地区室内有机挥发性污染物(VOCS)污染调查与研究[J]. 东北师大学报(自然科学), 2009, 41(1):117-122 |  | Changchun | 2006.11-2006.12 | Copy Room | University |  |  | 1 |  |  |  | Closed for 10-12 h | [44 empty] | 0.27 |  |  |  | ppm |  | 0.106 |  |  |  | ppm |  | 0.455 |  |  |  | ppm |  | 0.378 |  |  |  | ppm
469 | 80 | Sun et al:2006 | 孙胜龙, 董艳, 孙婷婷,等. 东北地区室内有机挥发性污染物(VOCS)污染调查与研究[J]. 东北师大学报(自然科学), 2009, 41(1):117-122 |  | Changchun | 2007.3-2007.3 | Copy Room | University | [6 empty] | Closed for 10-12 h | [44 empty] | 0.18 |  |  |  | ppm |  | 0.106 |  |  |  | ppm |  | 0.325 |  |  |  | ppm |  | 0.216 |  |  |  | ppm
470 | 80 | Sun et al:2006 | 孙胜龙, 董艳, 孙婷婷,等. 东北地区室内有机挥发性污染物(VOCS)污染调查与研究[J]. 东北师大学报(自然科学), 2009, 41(1):117-122 |  | Changchun | 2006.11-2006.12 | Copy Room | University |  |  | 1 |  |  |  | Closed for 10-12 h | [44 empty] | 0.315 |  |  |  | ppm |  | 0.159 |  |  |  | ppm |  | 0.39 |  |  |  | ppm |  | 0.432 |  |  |  | ppm
471 | 80 | Sun et al:2006 | 孙胜龙, 董艳, 孙婷婷,等. 东北地区室内有机挥发性污染物(VOCS)污染调查与研究[J]. 东北师大学报(自然科学), 2009, 41(1):117-122 |  | Changchun | 2007.3-2007.3 | Copy Room | University | [6 empty] | Closed for 10-12 h | [44 empty] | 0.27 |  |  |  | ppm |  | 0.053 |  |  |  | ppm |  | 0.26 |  |  |  | ppm |  | 0.324 |  |  |  | ppm
472 | 84 | Zhu et al:2009 | 朱晓冬, 沈隽, 刘玉,等. 哈尔滨某高校室内空气挥发性有机物污染状况[J]. 环境与健康杂志, 2009, 26(4):362-362 |  | Harbin | 2008.3 | Computer Room | University | [6 empty] | Closed | [68 empty] | 420
473 | 84 | Zhu et al:2009 | 朱晓冬, 沈隽, 刘玉,等. 哈尔滨某高校室内空气挥发性有机物污染状况[J]. 环境与健康杂志, 2009, 26(4):362-362 |  | Harbin | 2008.3 | Computer Room | University | [6 empty] | Closed | [68 empty] | 200
474 | 84 | Zhu et al:2009 | 朱晓冬, 沈隽, 刘玉,等. 哈尔滨某高校室内空气挥发性有机物污染状况[J]. 环境与健康杂志, 2009, 26(4):362-362 |  | Harbin | 2008.3 | Computer Room | University | [6 empty] | Closed | [68 empty] | 210
475 | 84 | Zhu et al:2009 | 朱晓冬, 沈隽, 刘玉,等. 哈尔滨某高校室内空气挥发性有机物污染状况[J]. 环境与健康杂志, 2009, 26(4):362-362 |  | Harbin | 2008.3.10 | Computer Room | University | [75 empty] | 280
476 | 84 | Zhu et al:2009 | 朱晓冬, 沈隽, 刘玉,等. 哈尔滨某高校室内空气挥发性有机物污染状况[J]. 环境与健康杂志, 2009, 26(4):362-362 |  | Harbin | 2008.3.25 | Computer Room | University | [75 empty] | 270
477 | 84 | Zhu et al:2009 | 朱晓冬, 沈隽, 刘玉,等. 哈尔滨某高校室内空气挥发性有机物污染状况[J]. 环境与健康杂志, 2009, 26(4):362-362 |  | Harbin | 2008.4.10 | Computer Room | University | [75 empty] | 240
478 | 84 | Zhu et al:2009 | 朱晓冬, 沈隽, 刘玉,等. 哈尔滨某高校室内空气挥发性有机物污染状况[J]. 环境与健康杂志, 2009, 26(4):362-362 |  | Harbin | 2008.4.25 | Computer Room | University | [75 empty] | 260
479 | 84 | Zhu et al:2009 | 朱晓冬, 沈隽, 刘玉,等. 哈尔滨某高校室内空气挥发性有机物污染状况[J]. 环境与健康杂志, 2009, 26(4):362-362 |  | Harbin | 2008.5.10 | Computer Room | University | [75 empty] | 290
480 | 84 | Zhu et al:2009 | 朱晓冬, 沈隽, 刘玉,等. 哈尔滨某高校室内空气挥发性有机物污染状况[J]. 环境与健康杂志, 2009, 26(4):362-362 |  | Harbin | 2008.5.25 | Computer Room | University | [75 empty] | 280
481 | 80 | Sun et al:2006 | 孙胜龙, 董艳, 孙婷婷,等. 东北地区室内有机挥发性污染物(VOCS)污染调查与研究[J]. 东北师大学报(自然科学), 2009, 41(1):117-122 |  | Changchun | 2006.11-2006.12 | Lecture Hall | School history museum |  |  | 1 |  |  |  | Closed for 10-12 h | [44 empty] | 0.225 |  |  |  | ppm |  | 0.318 |  |  |  | ppm |  | 0.065 |  |  |  | ppm |  | 0.486 |  |  |  | ppm
482 | 80 | Sun et al:2006 | 孙胜龙, 董艳, 孙婷婷,等. 东北地区室内有机挥发性污染物(VOCS)污染调查与研究[J]. 东北师大学报(自然科学), 2009, 41(1):117-122 |  | Changchun | 2007.3-2007.3 | Lecture Hall | School history museum | [6 empty] | Closed for 10-12 h | [44 empty] | 0.18 |  |  |  | ppm |  | 0.159 |  |  |  | ppm |  | 0.13 |  |  |  | ppm |  | 0.27 |  |  |  | ppm
483 | 42 | Feng et al: 2012 | 冯利,黄慧,Chul-ho Shin,吴桂萍,崔龙哲. 大学校园室内BTEX浓度水平变化规律及健康风险[J]. 环境科学与技术,2012,35(11):191-194 |  | Wuhan | 2011.06-2011.08 | Sport | Indoor stadium | University |  |  | 5 | [47 empty] | 28.4 |  | 16.8 | 43.6 |  |  | 44.7 |  | 23.4 | 72.2 |  |  | 33.5 |  | 14.7 | 51.2 |  |  | 28.7 |  | 16.9 | 54.3 | m: p; not o
484 | 61 | Gao et al: 2012 | 高衍新,隋少峰,孔凡玲,黄东海. 青岛市某学校室内空气质量卫生学评价[J]. 中国卫生工程学,2012,11(04):274-276+284 |  | Qingdao | Not mentioned | Sport | Indoor stadium | High school |  | 1 |  |  |  |  | 230 | 40 |  |  |  |  | 0.08 | 0 |  |  | % | [20 empty] | 200 | 10 | [5 empty] | 100 | 20 | [34 empty] | 3082 | 2783
485 | 71 | Zhou et al: 2011 | 周园,肖纯凌,王岚,刘新,苏航. 校园不同场所室内空气微生物分布的调查分析[J/]. 中国医科大学学报,2011,40(05):412+416 |  | Shenyang | 2009.Winter-2009.Winter | Entertainment | Cybercafe |  | 1 | [79 empty] | 6936
486 | 71 | Zhou et al: 2011 | 周园,肖纯凌,王岚,刘新,苏航. 校园不同场所室内空气微生物分布的调查分析[J/]. 中国医科大学学报,2011,40(05):412+416 |  | Shenyang | 2010.Summer-2010.Summer | Entertainment | Cybercafe |  | 0 | [79 empty] | 8013
487 | 85 | Huang et al:2014 | 黄书君, 李坤权, 朱光怡. 基于模糊层次分析模型的高校室内空气质量评价与分析[J]. 环境工程, 2014, 32(5):90-94 | 10.13205/j.hjgc.201405022 | Nanjing | 2013（assumed） | Lounge | University |  |  | 1 | [16 empty] | 0.4 | [25 empty] | 110 | [5 empty] | 200 | [5 empty] | 400 | [11 empty] | 100 | [5 empty] | 1200
488 | 93 | Shen:2013 | 申晓宇. 学校教室空气污染物的扩散传播特性研究[D]. 南京师范大学, 2013 |  | Nanjing | Not mentioned | Lounge | Kindergarden |  |  |  |  | 1-2 month after decoration | [40 empty] | 127 | [5 empty] | 27 | [23 empty] | 400
489 | 90 | Ye et al:2008 | 叶晓江, 刘燕妮, 陈焕新,等. 武汉某大学校园环境调查与评价[J]. 建筑热能通风空调, 2008, 27(3):74-77 | 10.3969/j.issn.1003-0344.2008.03.021 | Wuhan | 2007-2007（assumed） | Science and Education Building | University |  | 1 | 6 |  |  |  |  | 3400 | 200 | 3000 | 3900 |  |  | 0.032 | 0.001 | 0.031 | 0.035 | % | [13 empty] | 49 | 9 | 38 | 62 |  |  |  | 56 | 5 | 47 | 63
490 | 92 | Zhang:2007 | 张改景. 西安市既有图书馆建筑室内环境的调查与评价研究[D]. 西安建筑科技大学, 2007 |  | Xi'an | 2005.8-2005.9 | Conference room、Lecture hall | University |  |  | 6 | [90 empty] | 81.4 | 50.51 | 29.6 | 162.8
491 | 93 | Shen:2013 | 申晓宇. 学校教室空气污染物的扩散传播特性研究[D]. 南京师范大学, 2013 |  | Nanjing | Not mentioned | Activity Room | Kindergarden |  |  |  |  | 1-2 month after decoration | [40 empty] | 60 | [5 empty] | 45 | [23 empty] | 400
492 | 93 | Shen:2013 | 申晓宇. 学校教室空气污染物的扩散传播特性研究[D]. 南京师范大学, 2013 |  | Nanjing | Not mentioned | Health Room | Kindergarden |  |  |  |  | 1-2 month after decoration | [40 empty] | 130 | [5 empty] | 0 | [23 empty] | 500
493 | 93 | Shen:2013 | 申晓宇. 学校教室空气污染物的扩散传播特性研究[D]. 南京师范大学, 2013 |  | Nanjing | Not mentioned | Storage Room | Kindergarden |  |  |  |  | 1-2 month after decoration | [40 empty] | 130 | [5 empty] | 80 | [23 empty] | 500